## Readme
著作権について
Copyright, Terms and Conditions can be found from the following link.
https://www.nationalbimlibrary.com/en/terms-and-conditions/
NBS and RIBA Enterprises Limited has the intellectural property rights of Uniclass2015.
Intention of this translation, Uniclass2015JP_v2.0, is to spread the use of Uniclass2015 in Japan.
日本建築積算協会(以下BSIJと称す)では2017年から建設分類体系に関する調査研究を実施してきた。
BIMと分類体系が結びつくことにより、建設業界全体でデータの効率的な利活用が期待でき、
将来的には建設業界全体の社会インフラとして整備されることを目的としている。
ISO12006-2に準拠かつ、テーブル構成の明解さファセット型定義のしやすさからUniclass2015を採用した。*1, 2, 3, 4
本データは日本での分類体系活用拡大を目的として日本語訳したものである。
当該日本語訳(意訳を含む 以下「翻訳」と称す)の著作権はBSIJが有する。
当該翻訳に関わるNBSの許諾は2020年11月10日に得ている。本データの利用にあたってはNBSおよびBSIJのクレジットを残すこと。
翻訳作業は官民研究開発投資拡大プログラム(PRISM)として国立研究開発法人建築研究所から委託された業務の一部であり、
また、国交省BIM推進会議部会4活動の一部として、BSIJ情報委員会有志によるものである。
参考文献
*1 村瀬ほか「BIMにおけるクラシフィケーョンステムの意義に関する研究」第35回建築生産シンポジウム論文集
*2 岩松、田中、三上、村瀬ほか「英国と米国の建設情報分類体系の比較」日本建築学会大会学術講演梗概集2019
*3 安藤正雄「BIMと建築分類体系をめぐる考察」建築コスト研究No.110 2020
*4 NBS「What is Uniclass2015」 https://www.thenbs.com/knowledge/what-is-uniclass-2015
データについて
2020/10/29 Acquisition from NBS site by BSIJ
https://www.thenbs.com/our-tools/uniclass-2015
Table | Status and revision information | 注 | total number
Co - Complexes | v1.11, Published July 2020 | ※1
En - Entities | v1.18, Published October 2020 | ※1
Ac - Activities | v1.12, Published July 2020 | ※1
SL - Spaces/ locations | v1.18, Published October 2020 | ※1
EF - Elements/ functions | v1.7, Published October 2020 | ※1
Ss - Systems | v1.20, Published October 2020 | ※2
Pr - Products | v1.20, Published October 2020 | ※2
TE - Tools and Equipment | v1.7, Published January 2020 | ※3
PM - Project management | v1.10, Published October 2020 | ※3
FI - Form of information | v1.3, Published January 2020 | ※3
Ro - Roles | v1.3, Published July 2020 | ※3
Zz - CAD | v1.0, Published July 2015 | ※3
※1 日本語意訳(2020.10-BSIJ)と出典をBSIJが追加
※2 ※1に加え、https://toolkit.thenbs.com/Definitions/より項目定義とその機械翻訳(Google Translate)を追加
※3 機械翻訳(Google Translate)をBSIJが追加
※その他 エクセルデータのふりがな機能(Phonetics)はすべて削除済み
翻訳作業手順
1. 上記データ入手、整理、統合
2. ひと目で階層がわかるよう階層セル色塗り
3. 全テーブルの機械翻訳(Google Translate)
4. 原文、機械翻訳、項目定義、出典先情報を参考に、WG内建築設備専門家が日本の建設用語や商習慣と照らし合わせUniclassの概念を踏襲し意訳
意訳にあたり、建築基準法や国土交通省官庁営繕の技術基準(https://www.mlit.go.jp/gobuild/gobuild_tk2_000017.html)を参考にした。
Co~Ssは階層Group(Lv. 1)~Section(Lv. 3)まで詳細確認意訳。テーブル間見出し(解説3シート参照)も整合済み。
Object(Lv. 4)は機械翻訳が不明瞭な項目を特定し、詳細確認し意訳した。
Prは全階層通し、機械翻訳が不明瞭な項目を特定し、詳細確認し意訳した。※設備項目の一部はRevit User Groupから翻訳提供あり
TE~Zzまでは機械翻訳
※機械翻訳結果と精査の結果、現状では明確に定義できない項目に関しては、英単語のままとした
5. NBSからUniclass2015テーブル更新された場合は、Download the tablesから一式DL、update.xlsxを参照し翻訳データへマークアップ#
マークアップ凡例は左記の通り。#YYYY.MMNew, #YYYY.MMCode changed, #YYYY.MMClassification changed (削除済みは除外)
マークアップで複数該当は併記したうえ、新旧対照しながら翻訳再確認実施、修正
6. 配布版として当該Readmeや解説資料を添付
翻訳メンバー(所属2020.11時点)
01統括1_田中 洋介_(株)安藤・間, 01統括2_菊野 格_(株)松田平田設計, 01統括3_岩松 準_(一財)建築コスト管理システム研究所研究部, 01統括4_三上 智大_大和ハウス工業(株), 01統括5_村瀬 弘幸_(株)日本設計, 02建築1_比嘉 俊介_(株)安井建築設計事務所, 02建築2_須貝 成芳_(株)三菱地所設計, 02建築3_飯島 賢治_(株)久米設計, 02建築4_大越 潤_大成建設(株), 02建築5_髙橋 肇宏_(株)日積サーベイ, 02建築6_畠山 尚_大成建設(株), 02建築7_柳田 将貴_大成建設(株), 02建築8_齊藤 武_(株)竹中工務店, 02建築9_小室 千紘_清水建設(株), 03設備1_谷内 秀敬_新菱冷熱工業(株), 03設備2_竹馬 章二_(株)雙設備研究所代表取締役, 03設備3_竹林 荘哲_NTTファシリティーズ, 03設備4_韋 宇銘_(株)日本設計, 03設備5_篠原 史彦_(株)日本設計, 03設備6_小縣 祥平_(株)大林組, 03設備7_石田 千紗登_(株)熊谷組, 04監修1_志手 一哉_芝浦工業大学, 04監修2_森谷 靖彦_(株)ＮＴＴファシリティーズ総合研究所 ネイティブチェック担当(パブコメ公開時ネイティブチェック実施中)：田中康治(Circle Field Associates)

## 解説1
各テーブルの定義
Uniclass2015は主に下記７つのテーブルから構成される分類体系である。
複数のテーブルを使うことにより、建築生産で利用される用語の統一化やBIMモデル情報の抽出を可能とする。
Uniclass2015
Co - Complexes/ コンプレックス | コンプレックスとは、プロジェクト全体のことを表す。 例：開発、複合庁舎、複合商業施設など
En - Entities/ エンティティ | エンティティとは、単体の建物、工作物や施設を表す 例：庁舎、駐輪所、店舗など
Ac - Activities/ 活動 | 活動とは、空間や建物で行われる活動のことを表す 例：運動、睡眠、食事、打ち合わせ、作業など
SL - Spaces & locations/ 空間 | 空間とは、その部屋の用途のことを指す。その空間内で複数の活動が行われる場合が多い。 例：カフェテリア、ジム、面談室、事務室
EF - Elements & functions/ エレメントと設備機能 | エレメントとは、建築に使用される主要な部位のことを指す。ファンクションは設備機能のことを指す。 例：柱、梁、壁、床、冷房機能、暖房機能
Ss - Systems/ システム | システムとは、複数の商品から構成される仕組み（部材、工法、ユニットや構造）を表す。仕様書はこのシステムのテーブルをフレームワークとして作成される。 例：システム天井、乾式石壁工法、二重床、ダブルスキン構造
Pr - Products/ プロダクト | 市場で販売されている商品や部品

## 解説2
https://www.thenbs.com/knowledge/what-is-uniclass-2015
20 March 2017 by Sarah Delany_Last amended on 26 April 2019 | 2020/10/09 DeepL翻訳より
Uniclass 2015 is a unified classification for the UK industry covering all construction sectors. It contains consistent tables classifying items of all scale from a facility such as a railway down through to products such as a CCTV camera in a railway station. | ユニクラス2015は、すべての建設部門をカバーする英国産業のための統一された分類です。鉄道などの施設から駅のCCTVカメラなどの製品まで、あらゆる規模の項目を分類した一貫した表が含まれています。
Uniclass 2015 provides: | Uniclass 2015 は提供します。
・A unified classification system for the construction industry. For the first time, buildings, landscape and infrastructure can be classified under one unified scheme. | ・建設業界のための統一された分類システム。建築物、景観、インフラストラクチャーを初めて統一されたスキームで分類することができる。
・A hierarchical suite of tables that support classification of all ‘things’, from a university campus or road network, to a floor tile or kerb unit. | ・大学のキャンパスや道路網から床タイルや縁石まで、すべての「もの」の分類をサポートする階層的なテーブル群。
・A numbering system that is flexible enough to accommodate future classification requirements. | ・将来の分類要件にも柔軟に対応できるようにしたナンバリングシステム。
・A system compliant with ISO 12006-2 Building construction — Organization of information about construction works Part 2: Framework for classification that is mapped to NRM1 (published by RICS), and also allows mapping to other classification systems in the future. | ・ISO 1,2006-2 建築物の建設-建設工事に関する情報の整理 第２部：分類のためのフレームワーク ・NRM1（RICS発行）にマッピングされており、将来的に他の分類システムへのマッピングも可能な ISO 1,2006-2 建築物の建設-建設工事に関する情報の整理 第２部：分類のためのフレームワークに準拠した分類システム。
・A classification system maintained and updated by NBS. | ・NBS が整備・更新している分類体系。
・A database of synonyms to make it as easy as possible to find the required classification using standard industry terminology. | ・標準的な業界用語を用いて、必要な分類をできるだけ簡単に見つけられるようにするための類義語データベース。
Uniclass 2015 has now been restructured and redeveloped to provide a comprehensive system suitable for use by the entire industry, including the infrastructure, landscape and engineering services, as well as the building sector, providing for and supporting all stages in a project life cycle. | ユニクラス2015は、インフラストラクチャー、ランドスケープ、エンジニアリングサービス、建築分野を含む業界全体での使用に適した包括的なシステムを提供するために再構築・再開発され、プロジェクトのライフサイクルのすべての段階に対応し、サポートしています。
Uniclass 2015 has been carefully structured to be in accordance with ISO 12006-2 Building construction – Organization of information about construction works – Part 2: Framework for classification. This means that Uniclass 2015 will be particularly suited to use in an international context where mapping to other similarly compliant schemes around the world should be streamlined. | ユニクラス2015は、ISO 12006-2 建築物の建設-建設工事に関する情報の整理-第2部：分類のためのフレームワーク」に準拠するように慎重に構成されています。このことは、ユニクラス2015が、世界中の同様の規格に準拠した他のスキームへのマッピングを合理化しなければならない国際的な状況での使用に特に適していることを意味しています。
What it’s for | 何のためのものか
Uniclass 2015 is divided into a set of tables which can be used to categorise information for costing, briefing, CAD layering, etc. as well as when preparing specifications or other production documents. | ユニクラス2015は、仕様書などの制作資料を作成する際だけでなく、原価計算、ブリーフィング、CADレイヤリングなどの情報を分類するために使用できる表のセットに分かれています。
Additionally, these tables are suitable for buildings and other assets in use, and maintaining both asset management and facilities management information. | さらに、これらのテーブルは、使用中の建物などの資産を分類し、資産管理と設備管理の両方の情報を管理するのに適しています。
The Tables | テーブル
The suite of tables is broadly hierarchical, and allows information about a project to be defined from the broadest view to the most detailed. The Complexes table describes projects in overall terms and can be thought of in terms of the provision of an Activity. Complexes can be broken down as groupings of Entities, Activities and Spaces/ location depending on the particular use. | テーブルのスイートは大まかに階層化されており、プロジェクトに関する情報を、最も広い視野から最も詳細な視野まで定義することができるようになっている。コンプレックス（Complexes）テーブルでは、プロジェクトを全体的な用語で説明し、アクティビティの提供という観点から考えることができます。コンプレックスは、特定の用途に応じて、エンティティ、アクティビティ、スペース/場所のグループ化として分解することができる。
Entities can be described using the Spaces/ location and Activities tables if required. The linear Entities can also be described using the Systems table. | エンティティは、必要に応じて、空間/場所とアクティビティの表を用いて記述することができる。リニアエンティティは、システムテーブルを使用して記述することもできます。
For detailed design and construction, the main starting point is Entities. | 詳細な設計と構築のためには、主な出発点はエンティティです。
The main architectural components of an Entity are Elements, such as roof, walls, floors, etc. Other requirements in an Entity, such as drainage, heating or ventilation, are included as Functions which are part of the Elements table which is named Elements/ functions. Functions can be used in the early stages of a project to define what services are required but can also be used to describe facets of an asset manager’s role for managing these services or functions. | エンティティの主な建築コンポーネントは、屋根、壁、床などの要素です。排水、暖房、換気などのその他の要件は、Elements/functionsという名前のElementsテーブルの一部であるFunctionsとして含まれています。機能は、どのようなサービスが必要かを定義するためにプロジェクトの初期段階で使用することができますが、これらのサービスや機能を管理するためのアセットマネージャーの役割の側面を記述するためにも使用することができます。
Elements and Functions are described in more detail by Systems which in turn contain Products. | 要素と機能は、製品を含むシステムによってより詳細に説明されています。
* * * * * * * * * * * * * * * *
Looked at more closely, the tables comprise: | より詳しく見ると、表は以下のように構成されています。
Complexes | コンプレックス
This describes a project in overall terms. It can be a private house with garden, drive, garage and tool shed, or it can be a University campus with buildings for lecturing, administration, sport, halls of residence, etc. Rail networks and airports are also all examples of complexes. | プロジェクトを総合的に説明します。庭、車庫、ガレージ、工具小屋などを備えた民家であってもよいし、講義、管理、スポーツ、学生寮などの建物を備えた大学のキャンパスであってもよい。鉄道網や空港も複合施設の例です。
This Complex is a holiday village: | この複合施設は休暇村です。
* * * * * * * * * * * * * * * * | 下記NBS sara-sanのPPTから空港事例 [Co_80_05_02 Airports and airfields]
Entities | エンティティ
Entities are discrete things like buildings, bridges, tunnels etc. They provide the areas where different activities occur. Within the holiday village above is a restaurant which is an Entity. | エンティティは、建物、橋、トンネルなどのような離散的なものです。それらは様々な活動が行われるエリアを提供します。上の休暇村の中にあるレストランはエンティティです。
* * * * * * * * * * * * * * | NBS sara-sanの紹介の空港事例ではターミナルビルや滑走路、エプロン、誘導路、格納庫などがエンティティの例
Activities | 活動内容
The Activities table defines what user activities are accommodated in the complex, entity or space. For example a prison complex provides a Detention activity at a high level, but can also be broken down into individual activities like exercise, sleeping, eating, working, etc. | アクティビティのテーブルは、複合施設、エンティティ、またはスペースに収容されるユーザーのアクティビティを定義する。例えば、刑務所の複合施設は、高いレベルの拘留活動を提供しているが、運動、睡眠、食事、作業などのような個々の活動に分解することも可能である。
* * * * * * * * * * * * * * *
The Activities table also includes project management, surveys, operation and maintenance and services. The user activities of dining and access are provided for by the Spaces in the restaurant | アクティビティの表には、プロジェクト管理、調査、運営・維持管理、サービスなども含まれる。食事やアクセスなどの利用者活動は、レストランのスペースで提供される
Spaces/Locations | スペース/場所
In buildings, spaces are provided for various activities to take place. In some cases a space is only suitable for one activity, for example a kitchen, but a school hall may be used for assemblies, lunches, sports, concerts and dramas. For linear entities, such as transport corridors, the term location is more appropriate than space for breaking the project into suitable sections. For example, transport corridors that run between two locations, such as London Kings Cross to Newcastle, or the M1 from London to Leeds. | 建物の中では、様々な活動を行うためのスペースが提供されています。場合によっては、スペースがキッチンのように一つの活動にしか適していないこともあるが、学校のホールは、集会、昼食、スポーツ、コンサート、ドラマなどに使用されることもある。交通回廊のような直線的なエンティティの場合、プロジェクトを適切なセクションに分割するためには、スペースよりも場所という言葉の方が適切である。例えば、ロンドンのキングスクロスからニューカッスルへ、またはロンドンからリーズへのM1など、2つの場所の間を走る交通回廊。
For a building, this Space is for an accessible toilet with internal wall Elements. | 建物の場合、このスペースは、内部の壁要素を持つアクセス可能なトイレのためのものです。
* * * * * * * * * * * * * * * | NBS sara-sanの紹介の空港事例では駐機場（エプロン）がSLの例[SL_80_05_06 Aircraft standing areas]
Elements | 要素
Elements are the main components of a building (floors, walls and roofs) or of a structure like a bridge (foundations, piers, deck). Functions are the building services to be provided and managed. | 要素とは、建物（床、壁、屋根）や橋のような構造物（基礎、橋脚、デッキ）の主要な構成要素のことである。機能とは、提供され、管理される建物のサービスのことです。
* * * * * * * * * * * * * * * | NBS sara-sanの紹介の空港事例ではバリアー[EF_25_55]
Systems | システム
Either one or more Systems are collected together to describe an element or a function. Systems are collections of products, for example, a system for a timber pitched roof includes timber structural members, boards, fastenings, etc.; and a low temperature hot water heating system includes a boiler, pipework, tank, radiators, etc. A signal system for a railway is made up of signals, detection and warning equipment, posts, cables, etc.; and a scum removal system, part of a wastewater treatment entity, includes scum containers, scum pipelines, valves, pumps, etc. | 1つまたは複数のシステムは、1つの要素または機能を記述するために一緒に収集されます。システムは製品の集合体であり、例えば、材木葺き屋根のシステムには、材木構造部材、ボード、留め具などが含まれ、低温温水暖房システムには、ボイラー、配管、タンク、ラジエーターなどが含まれます。鉄道のための信号システムは、信号、検出および警告装置、ポスト、ケーブルなどで構成され；排水処理エンティティの一部であるスカム除去システムは、スカムコンテナ、スカムパイプライン、バルブ、ポンプなどを含む。
This illustrates a ceiling system with ceiling tile products. | 天井タイル製品を使用した天井システムを説明します。
* * * * * * * * * * * * * * * | NBS sara-sanの紹介の空港事例ではブラスト・フェンス[Ss_25_16_08_44 Jet blast deflection systems]
Products | 製品
Finally, the individual products used to construct a system can be specified, e.g. joist hangers, terrazzo tiles, gas fired boilers. | 最後に、システムを構築するために使用される個々の製品、例えば根太ハンガー、テラゾータイル、ガス焚きボイラーなどを指定することができます。
テーブル省略 | テーブル省略
* * * * * * * * * * * * * * * | NBS sara-sanの紹介の空港事例ではブラスト・フェンス[Pr_25_71_57_44 Jet blast deflecters]
Additional tables for managing the BIM process | BIMプロセスを管理するための追加テーブル
Project Management | プロジェクトマネジメント
The Project management table includes classification codes for information for use throughout the life cycle of a project. | プロジェクト管理表には、プロジェクトのライフサイクルを通して使用する情報の分類コードが含まれています。
Tools and equipment | ツールと機器
The Tools and equipment table includes lists of plant, equipment and tools for carrying out the construction of a project and the maintenance of a project. | 工具・設備表には、プロジェクトの工事を実施するためのプラント、設備、工具のリストが記載されており、プロジェクトのメンテナンスを行うための工具・設備のリストが記載されている。
Form of Information | 情報の形式
The Form of Information table includes codes for the type of information format. For example, Communication includes Brochure, Correspondence and Memo; Graphical includes Animation file, Model – Three dimension, Photograph; and Record information includes Certificate, Plan, Report and Survey. The table does not include details of content. | 情報の形式の表には、情報形式の種類のコードが含まれています。例えば、コミュニケーションには、パンフレット、通信、メモが含まれ、グラフィカルには、アニメーションファイル、モデル-三次元、写真が含まれ、記録情報には、証明書、計画書、報告書、調査書が含まれる。表には内容の詳細は含まれていません。
Using the classification system | 分類体系の利用
The tables need to be flexible and to be able to accommodate enough coding’s to ensure coverage, to allow for a multitude of items and circumstances, including new technologies and developments that are yet to emerge. | 表は柔軟性があり、まだ出現していない新しい技術や開発を含む多くの項目や状況に対応できるように、カバレッジを確保するのに十分なコーディングを収容できるようにする必要があります。
Work is being done to support the tables and their users: synonyms are being added to terms to aid searching, and mappings to other classification systems are being prepared, to allow a seamless cross-over. | テーブルとそのユーザーをサポートするための作業が行われています。検索を助けるために用語に同義語が追加され、シームレスなクロスオーバーを可能にするために、他の分類システムへのマッピングが準備されています。
Each code consists of either four or five pairs of characters. The initial pair identifies which table is being used and employs letters. The four following pairs represent groups, sub-groups, sections and objects. By selecting pairs of numbers, up to 99 items can be included in each group of codes, allowing plenty of scope for inclusion. | 各コードは、4つまたは5つの文字のペアで構成されています。最初のペアは、どのテーブルを使用しているかを識別し、文字を使用しています。続く4つのペアは、グループ、サブグループ、セクション、オブジェクトを表します。数字のペアを選択することで、コードの各グループに最大99個の項目を含めることができ、含める範囲に余裕があります。
For example, Systems are arranged in groups with subgroups which are sub divided, which leads to the final object code. | 例えば、システムは、最終的なオブジェクトコードにつながるサブ分割されたサブグループを持つグループに配置されています。
・30 Roof, floor and paving systems
・30_10 Pitched, arched and domed roof structure systems
・30_10_30 Framed roof structure systems
・30_10_30_25 Heavy steel roof framing systems
・50 Disposal systems
・50_75 Wastewater storage, treatment and disposal systems
・50_75_67 Primary sewage treatment and final settlement systems
・50_75_67_46 Lamella tank systems
Example | 例
As an example, consider a new school classroom block to provide facilities for teaching art and cookery. | 例として、美術や料理を教えるための設備を提供するための新しい学校の教室ブロックを考えてみましょう。
The Client sets out the requirements in terms of the activities that need to be accommodated in the new classroom block. These can also be thought of as spaces. | クライアントは、新しい教室ブロックに収容する必要がある活動の面での要件を設定します。これらはスペースとしても考えることができます。
テーブル省略 | テーブル省略
The relationship between activities and spaces | 活動と空間の関係
The school as a whole is a complex. The new block is a building, which is an entity. Other entities will be required such as paths and roads to the new block, landscaped areas and possibly a car park. | 学校全体が複合体である。新しいブロックは建物であり、それは実体である。他のエンティティは、新しいブロックへのパスや道路、造園されたエリアやおそらく駐車場のような必要があります。
The building (or entity) is divided into spaces which accommodate the required activities. | 建物(または実体)は要求された活動を収容するスペースに分けられる。
For the concept design, the entity can be described as being formed from elements – which can be thought of as the basic building blocks of a structure – and functions such as heating, hot and cold water, drainage, power and lighting, etc. | 概念の設計のために、実体は要素から-構造の基本的なビルディングブロックとして考えることができる-および暖房、熱湯および冷水、排水、力および照明、等のような機能から形作られると同時に記述することができる。
During the rest of the detailed design process through to construction itself, the details of how each element should be constructed is described using the Systems table; systems are themselves made up of products. | 建設自体に至るまでの詳細設計プロセスの残りの部分の間に、各要素がどのように構築されるべきかの詳細は、システムのテーブルを使用して記述されています;システムは、それ自体が製品で構成されています。
The Client sets out the requirements in terms of the activities such as primary and secondary wastewater treatment. The whole facility is a complex, each of types of treatment are carried out in ‘small’ entities. The entity is composed of a number of systems including a concrete vessel, wastewater distribution pipelines, sludge removal, scum removal etc. | クライアントは、一次および二次廃水処理などの活動の観点から要件を設定します。施設全体が複雑で、処理の種類ごとに「小さな」事業体で実施されます。施設は、コンクリート容器、廃水分配パイプライン、スラッジ除去、スカム除去などを含む多くのシステムで構成されています。
Using Classification to interrogate models | 分類を用いたモデルの検証
As a different example, imagine a requirement to check that all doors in a project model are compliant with the requirements of Part M of the Building Regulations. There may be hundreds of doors on the project but they are all classified as door systems using the Systems table: | 別の例として、プロジェクトモデル内のすべてのドアが建築規制のパートMの要件に準拠しているかどうかをチェックする必要がある場合を想像してみてください。プロジェクトには何百ものドアがあるかもしれませんが、それらはすべてシステム表を使用してドアシステムとして分類されています。
・Ss_25_30_20 Door, shutter and hatch systems | Ss_25_30_20 ドア、シャッター、ハッチシステム
The data can be searched for instances of this code to produce a list of all objects classified as doors. Once all the doors have been identified, software can interrogate the properties of the objects to determine for example, whether the clear opening width of each door is in accordance with the requirements of the regulations. | データは、このコードのインスタンスを検索して、ドアとして分類されたすべてのオブジェクトのリストを生成することができます。すべてのドアが特定されると、ソフトウェアは、オブジェクトのプロパティを照会して、例えば、各ドアの明確な開口幅が規則の要件に従っているかどうかを判断することができます。
Asset management | 資産管理
An asset manager needs to be able to find details of plant and equipment quickly when issues arise, and having them classified can help with this. | アセットマネージャーは、問題が発生したときにプラントや設備の詳細を素早く見つけることができる必要があり、それらを分類しておくことはこれに役立ちます。
The spaces within a building or other facility can be listed using their classification codes, along with all the activities associated with them. The systems serving each space and the products that form them can also be included by classification, providing a complete information trail. When a product reaches the end of its life and needs to be replaced, having it correctly classified makes it easy to identify which spaces are affected, so that arrangements can be made and people informed. | ビルやその他の施設内のスペースは、それらに関連するすべての活動と一緒に、その分類コードを使用してリストアップすることができます。各スペースにサービスを提供しているシステムとそれを形成している製品も分類によって含めることができ、完全な情報証跡を提供することができます。製品が寿命を迎え、交換が必要になった場合、正しく分類されていることで、どのスペースが影響を受けているかを簡単に識別することができ、手配を行い、人々に情報を提供することができます。

## 解説3
各テーブルの利用方法
コンプレックスは、複数の建物、活動や空間から構成される。
* * * * * * * *
個々の建物は、複数の建築部位や設備機能から構成され説明することができる。建築の部位や設備機能は、システムテーブルを使いより詳細に定義される。システムは複数のプロダクトから構成される。
* * * * * * * * * *
英国での利用例（日本の商習慣とは必ずしも一致しないため参考程度とすること） S0: 企画の段階では、「コンプレックス」と「活動」のテーブルを使い建物を定義します。 S1: 基本計画の段階では、「コンプレックス」、「エンティティ」と「活動」のテーブルを使います。 S2: 基本設計の段階では、「エンティティ」、「活動」、「空間」そして「エレメント」のテーブルを使います S3: 実施設計①では、「空間」、「エレメント」と「システム」のテーブルを使います S4: 実施設計②では、「システム」、「商品」のテーブルを使います S5: 施工段階では、「システム」、「商品」のテーブルを使います S6: ハンドオーバーでは、「システム」、「商品」のテーブルを使います S7: 維持管理では、「コンプレックス」、「エンティティ」、「活動」、「空間」、「エレメント」、「システム」、そして「商品」を使います
* * * * * * * * * * * * * * * * *
テーブル間の見出し整合性
Group headings_Complexes, Entities, Spaces/ location and Activities tables
* * * * * * * * * * * *
Group headings_Elements/ functions and Systems tables
* * * * * * * * * * * *

## Co
Co Complexes - 21 October 2020 - v1.11
Code | Group | Sub group | Section | Object | Title | 日本語意訳(2020.11-BSIJ) | 出典(2020.10-BSIJ) | NBS Code | NRM | 定義Ss, Prのみ
Co_20 | 20 |  |  |  | Administrative, commercial and protective service complexes | 立法、行政、オフィス、商業、安全保障施設コンプレックス | ※下記第2階層以下を総称して
Co_20_10 | 20 | 10 |  |  | Legislative complexes | 立法施設コンプレックス
Co_20_10_60 | 20 | 10 | 60 |  | Governmental complexes | 官公庁の事務所 | 公共建築協会 施設用途分類表
Co_20_15 | 20 | 15 |  |  | Administrative complexes | オフィス施設コンプレックス | 公共建築協会 施設用途分類表
Co_20_15_08 | 20 | 15 | 08 |  | Business parks | ビジネスパーク
Co_20_15_58 | 20 | 15 | 58 |  | Office complexes | オフィス街 | 公共建築協会 施設用途分類表
Co_20_20 | 20 | 20 |  |  | Secular representative complexes | 大使館、庁舎、役所コンプレックス
Co_20_20_15 | 20 | 20 | 15 |  | Complexes for representatives of nation states abroad | 大使館 | 公共建築協会 施設用途分類表
Co_20_20_40 | 20 | 20 | 40 |  | Local government complexes | 役所 | 公共建築協会 施設用途分類表
Co_20_20_50 | 20 | 20 | 50 |  | National government complexes | 中央政府の庁舎 | 公共建築協会 施設用途分類表
Co_20_20_70 | 20 | 20 | 70 |  | Regional government complexes | 地方政府の庁舎 | 公共建築協会 施設用途分類表
Co_20_45 | 20 | 45 |  |  | Motor vehicle maintenance and fuelling complexes | 自動車整備、給油施設コンプレックス
Co_20_45_50 | 20 | 45 | 50 |  | Motor vehicle fuelling and charging stations | 給油所 | 公共建築協会 施設用途分類表
Co_20_45_54 | 20 | 45 | 54 |  | Motor vehicle servicing complexes | 自動車整備施設
Co_20_50 | 20 | 50 |  |  | Commercial complexes | 商業施設コンプレックス | 公共建築協会 施設用途分類表
Co_20_50_05 | 20 | 50 | 05 |  | Auction complexes | オークション施設
Co_20_50_50 | 20 | 50 | 50 |  | Market complexes | 小売店
Co_20_50_53 | 20 | 50 | 53 |  | Mixed use complexes | 複合施設 | https://www.google.com/search?q=Mixed+use+complexes&safe=strict&rlz=1C1GCEU_jaJP845JP848&sxsrf=ALeKk00kjzgjTJ3VBXwHc2ay65cGBRft6Q:1595485329772&source=lnms&tbm=isch&sa=X&ved=2ahUKEwjK6cyC3uLqAhUGa94KHayxD6sQ_AUoAXoECBEQAw&biw=1296&bih=732
Co_20_50_60 | 20 | 50 | 60 |  | Parade of shops | 連続店舗 | https://www.google.com/search?q=Parade+of+shops&safe=strict&rlz=1C1GCEU_jaJP845JP848&hl=ja&sxsrf=ALeKk01zn7UenGG6_m17WUDZChUxuIXSHA:1595485754307&source=lnms&tbm=isch&sa=X&ved=2ahUKEwiKg4TN3-LqAhXRF4gKHaSvCgMQ_AUoAXoECAsQAw&biw=1296&bih=732
Co_20_50_71 | 20 | 50 | 71 |  | Retail parks | 集合ショッピングセンター | https://ja.wikipedia.org/wiki/%E3%83%91%E3%83%AF%E3%83%BC%E3%82%BB%E3%83%B3%E3%82%BF%E3%83%BC
Co_20_50_78 | 20 | 50 | 78 |  | Shopping complexes | ショッピングモール | 公共建築協会 施設用途分類表
Co_20_50_94 | 20 | 50 | 94 |  | Vehicle sales complexes | 車両販売店舗
Co_20_55 | 20 | 55 |  |  | Postal complexes | 郵便局コンプレックス | 公共建築協会 施設用途分類表
Co_20_55_10 | 20 | 55 | 10 |  | Postal communications complexes | 郵便局
Co_20_60 | 20 | 60 |  |  | Military complexes | 軍事施設コンプレックス
Co_20_60_02 | 20 | 60 | 02 |  | Air force complexes | 空軍施設
Co_20_60_10 | 20 | 60 | 10 |  | Army complexes | 陸軍施設 | https://ejje.weblio.jp/content/%E9%99%B8%E8%BB%8D
Co_20_60_56 | 20 | 60 | 56 |  | Navy complexes | 海軍施設
Co_20_65 | 20 | 65 |  |  | Law enforcement complexes | 法務局コンプレックス | 公共建築協会 施設用途分類表
Co_20_65_56 | 20 | 65 | 56 |  | Law enforcement agency complexes | 法務局 | 公共建築協会 施設用途分類表
Co_20_70 | 20 | 70 |  |  | Judicial complexes | 司法施設コンプレックス
Co_20_70_18 | 20 | 70 | 18 |  | Court complexes | 裁判所 | 公共建築協会 施設用途分類表
Co_20_70_65 | 20 | 70 | 65 |  | Probation complexes | 保護観察施設 | https://ja.wikipedia.org/wiki/%E3%83%97%E3%83%AD%E3%83%99%E3%83%BC%E3%82%B7%E3%83%A7%E3%83%B3
Co_20_75 | 20 | 75 |  |  | Detention complexes | 勾留施設コンプレックス
Co_20_75_42 | 20 | 75 | 42 |  | Immigrant detention complexes | 移民拘留施設
Co_20_75_64 | 20 | 75 | 64 |  | Prison complexes | 刑務所 | 公共建築協会 施設用途分類表
Co_20_75_71 | 20 | 75 | 71 |  | Refugee detention complexes | 難民拘禁施設
Co_20_80 | 20 | 80 |  |  | Weapons training complexes | 射撃訓練施設コンプレックス
Co_20_80_04 | 20 | 80 | 04 |  | Artillery firing range complexes | 砲撃射撃場複合施設
Co_20_80_80 | 20 | 80 | 80 |  | Small arms firing range complexes | 小火器射撃場複合施設
Co_20_90 | 20 | 90 |  |  | Incident support complexes | 災害現場サポート施設コンプレックス | https://ja.wikipedia.org/wiki/%E3%82%A4%E3%83%B3%E3%82%B7%E3%83%87%E3%83%B3%E3%83%88#%E8%88%AA%E7%A9%BA%E3%83%BB%E9%89%84%E9%81%93
Co_20_90_02 | 20 | 90 | 02 |  | Air and sea rescue complexes | 航空海上救助施設 | https://en.wikipedia.org/wiki/Air-sea_rescue
Co_20_90_16 | 20 | 90 | 16 |  | Coastguard stations | 沿岸警備施設
Co_20_90_27 | 20 | 90 | 27 |  | Fire brigade complexes | 消防署
Co_20_90_47 | 20 | 90 | 47 |  | Lifeboat stations | 救命ボート乗り場
Co_20_90_53 | 20 | 90 | 53 |  | Mountain rescue complexes | 山岳救助施設
Co_25 | 25 |  |  |  | Cultural, educational, scientific and information complexes | 教育文化施設コンプレックス | 公共建築協会 施設用途分類表
Co_25_05 | 25 | 05 |  |  | Commemorative complexes | 記念館コンプレックス
Co_25_10 | 25 | 10 |  |  | Educational complexes | 教育施設コンプレックス | ※下記、基準法を総称し
Co_25_10_32 | 25 | 10 | 32 |  | Further education colleges | 各種学校、特別支援学校 | 建築物の主要用途一覧 〔建築基準法施行規則 別記様式〕 およびhttps://ja.wikipedia.org/wiki/%E7%B6%99%E7%B6%9A%E6%95%99%E8%82%B2_(%E3%82%A4%E3%82%AE%E3%83%AA%E3%82%B9%E3%83%BB%E3%82%A2%E3%82%A4%E3%83%AB%E3%83%A9%E3%83%B3%E3%83%89)
Co_25_10_41 | 25 | 10 | 41 |  | Infant schools | 幼保連携型認定こども園 | 建築物の主要用途一覧 〔建築基準法施行規則 別記様式〕
Co_25_10_45 | 25 | 10 | 45 |  | Kindergartens, nurseries and preschools | 幼稚園、保育園 | 建築物の主要用途一覧 〔建築基準法施行規則 別記様式〕
Co_25_10_66 | 25 | 10 | 66 |  | Primary schools | 小学校 | 建築物の主要用途一覧 〔建築基準法施行規則 別記様式〕
Co_25_10_77 | 25 | 10 | 77 |  | Secondary schools | 中学校 | 建築物の主要用途一覧 〔建築基準法施行規則 別記様式〕
Co_25_10_88 | 25 | 10 | 88 |  | Tertiary colleges | 高等専門学校 | 建築物の主要用途一覧 〔建築基準法施行規則 別記様式〕
Co_25_10_92 | 25 | 10 | 92 |  | Universities | 大学 | 建築物の主要用途一覧 〔建築基準法施行規則 別記様式〕
Co_25_30 | 25 | 30 |  |  | Scientific complexes | 科学試験・研究施設コンプレックス | 公共建築協会 施設用途分類表
Co_25_30_04 | 25 | 30 | 04 |  | Astronomical observatory complexes | 天文台 | 公共建築協会 施設用途分類表
Co_25_30_08 | 25 | 30 | 08 |  | Botanical gardens | 植物園 | 公共建築協会 施設用途分類表
Co_25_30_45 | 25 | 30 | 45 |  | Laboratory complexes | 実験施設
Co_25_30_70 | 25 | 30 | 70 |  | Research complexes | 研究施設 | 公共建築協会 施設用途分類表
Co_25_50 | 25 | 50 |  |  | Exhibition complexes | 文化施設、展示施設コンプレックス | 公共建築協会 施設用途分類表
Co_25_50_03 | 25 | 50 | 03 |  | Art installations | アートインスタレーション | https://ja.wikipedia.org/wiki/%E3%82%A4%E3%83%B3%E3%82%B9%E3%82%BF%E3%83%AC%E3%83%BC%E3%82%B7%E3%83%A7%E3%83%B3
Co_25_50_33 | 25 | 50 | 33 |  | Galleries | ギャラリー
Co_25_50_34 | 25 | 50 | 34 |  | Gardens and arboretums | 庭園と樹木園
Co_25_50_50 | 25 | 50 | 50 |  | Memorial complexes | 記念館
Co_25_50_52 | 25 | 50 | 52 |  | Monument complexes | モニュメント
Co_25_50_54 | 25 | 50 | 54 |  | Multi-purpose exhibition complexes | 多目的展示場
Co_25_50_55 | 25 | 50 | 55 |  | Museums | 美術館／博物館 | 建築物の主要用途一覧 〔建築基準法施行規則 別記様式〕
Co_25_50_58 | 25 | 50 | 58 |  | Open-air museums | 野外博物館
Co_25_50_59 | 25 | 50 | 59 |  | Open-air sculpture parks | 野外彫刻場
Co_25_50_99 | 25 | 50 | 99 |  | Zoos | 動物園 | 公共建築協会 施設用途分類表
Co_25_70 | 25 | 70 |  |  | Information complexes | 図書館・アーカイブ・情報センターコンプレックス
Co_25_70_16 | 25 | 70 | 16 |  | Conference complexes | 会議場
Co_25_70_23 | 25 | 70 | 23 |  | Document archives | 文書収蔵庫 | 公共建築協会 施設用途分類表
Co_25_70_30 | 25 | 70 | 30 |  | Film archives | 映画収蔵庫 | 公共建築協会 施設用途分類表
Co_25_70_41 | 25 | 70 | 41 |  | Information centres | 情報通信施設 | 公共建築協会 施設用途分類表
Co_25_70_47 | 25 | 70 | 47 |  | Library complexes | 図書館 | 建築物の主要用途一覧 〔建築基準法施行規則 別記様式〕
Co_25_90 | 25 | 90 |  |  | Worship complexes | 礼拝施設コンプレックス | 公共建築協会 施設用途分類表
Co_25_90_30 | 25 | 90 | 30 |  | Faith worship complexes | 礼拝施設 | 公共建築協会 施設用途分類表
Co_30 | 30 |  |  |  | Industrial complexes | 産業施設コンプレックス
Co_30_10 | 30 | 10 |  |  | Mineral extraction complexes | 鉱物発掘施設コンプレックス
Co_30_10_22 | 30 | 10 | 22 |  | Deep mines | 深い鉱山
Co_30_10_24 | 30 | 10 | 24 |  | Drift mines | ドリフトマイン
Co_30_10_51 | 30 | 10 | 51 |  | Methane hydrates extraction complexes | メタンハイドレート抽出複合体
Co_30_10_61 | 30 | 10 | 61 |  | Opencast mines | 露天掘り鉱山
Co_30_10_69 | 30 | 10 | 69 |  | Quarries | 採石場
Co_30_10_77 | 30 | 10 | 77 |  | Shale gas extraction complexes | シェールガス抽出コンプレックス
Co_30_10_78 | 30 | 10 | 78 |  | Shale oil extraction complexes | シェールオイル抽出複合体
Co_30_20 | 30 | 20 |  |  | Nuclear and chemical management complexes | 核および化学物質管理コンプレックス
Co_30_20_80 | 30 | 20 | 80 |  | Surface radioactive waste management complexes | 表面放射性廃棄物管理施設
Co_30_20_95 | 30 | 20 | 95 |  | Underground radioactive waste management complexes | 地下放射性廃棄物管理施設
Co_30_30 | 30 | 30 |  |  | Mineral processing complexes | 鉱物処理コンプレックス
Co_30_30_30 | 30 | 30 | 30 |  | Gas processing complexes | ガス処理コンプレックス
Co_30_30_50 | 30 | 30 | 50 |  | Oil processing complexes | 油処理コンプレックス
Co_30_30_55 | 30 | 30 | 55 |  | Ore processing complexes | 鉱石処理複合体
Co_30_40 | 30 | 40 |  |  | Animal and plant products processing complexes | 農林水産施設、植物加工工場コンプレックス | 公共建築協会 施設用途分類表
Co_30_40_01 | 30 | 40 | 01 |  | Abattoirs | 食肉処理場
Co_30_40_03 | 30 | 40 | 03 |  | Animal product processing complexes | 動物製品処理施設
Co_30_40_04 | 30 | 40 | 04 |  | Arable crop processing complexes | 耕作作物加工施設
Co_30_40_06 | 30 | 40 | 06 |  | Bakeries | パン屋
Co_30_40_08 | 30 | 40 | 08 |  | Breweries | 醸造所
Co_30_40_11 | 30 | 40 | 11 |  | Canneries | 缶詰工場
Co_30_40_22 | 30 | 40 | 22 |  | Distilleries | 蒸留所
Co_30_40_30 | 30 | 40 | 30 |  | Fish processing complexes | 水産加工施設 | 公共建築協会 施設用途分類表
Co_30_40_40 | 30 | 40 | 40 |  | Horticultural crop processing complexes | 園芸作物加工施設
Co_30_40_55 | 30 | 40 | 55 |  | Mills | 製粉所
Co_30_40_60 | 30 | 40 | 60 |  | Livestock processing complexes | 畜産施設 | https://ejje.weblio.jp/content/mill
Co_30_40_90 | 30 | 40 | 90 |  | Timber processing complexes | 木材加工コンプレックス
Co_30_40_96 | 30 | 40 | 96 |  | Wineries | ワイナリー
Co_30_50 | 30 | 50 |  |  | Manufacturing complexes | 工業施設、製造工場コンプレックス | 公共建築協会 施設用途分類表
Co_30_50_37 | 30 | 50 | 37 |  | Heavy manufacturing complexes | 重工業団地
Co_30_50_41 | 30 | 50 | 41 |  | Industrial parks | 工業団地
Co_30_50_47 | 30 | 50 | 47 |  | Light manufacturing complexes | 光製造施設
Co_30_50_77 | 30 | 50 | 77 |  | Ship and boat building yards | 船とボートの造船所
Co_30_60 | 30 | 60 |  |  | Cleaning and maintenance complexes | 清掃施設コンプレックス
Co_30_60_15 | 30 | 60 | 15 |  | Commercial laundries | 商用ランドリー
Co_30_60_94 | 30 | 60 | 94 |  | Vehicle cleaning complexes | 車両清掃施設
Co_30_80 | 30 | 80 |  |  | Mechanical power generation complexes | 機械式発電コンプレックス
Co_30_80_10 | 30 | 80 | 10 |  | Kinetic power generation complexes | 運動発電複合体
Co_30_85 | 30 | 85 |  |  | Marine and water maintenance complexes | 河川・海洋施設コンプレックス
Co_30_90 | 30 | 90 |  |  | Warehousing and distribution complexes | 流通施設・倉庫（倉庫業を営む倉庫）コンプレックス
Co_32 | 32 |  |  |  | Water and land management complexes | 農林水産施設コンプレックス
Co_32_10 | 32 | 10 |  |  | Agricultural and horticultural complexes | 農業・園芸施設コンプレックス | 公共建築協会 施設用途分類表
Co_32_10_02 | 32 | 10 | 02 |  | Arable farms | 農場 | https://www.google.com/search?q=Arable+farms&rlz=1C1GCEU_jaJP845JP848&oq=Arable+farms&aqs=chrome..69i57j0l7.165j0j7&sourceid=chrome&ie=UTF-8
Co_32_10_15 | 32 | 10 | 15 |  | Crofts | 小農場 | https://ejje.weblio.jp/content/croft
Co_32_10_28 | 32 | 10 | 28 |  | Fish farms | 養魚場
Co_32_10_30 | 32 | 10 | 30 |  | Fish hatcheries | 魚の孵化場
Co_32_10_39 | 32 | 10 | 39 |  | Horticultural nurseries | 園芸保育園
Co_32_10_46 | 32 | 10 | 46 |  | Livestock farms | 畜産
Co_32_10_50 | 32 | 10 | 50 |  | Managed forests | 保管林 | https://www.linguee.jp/%E8%8B%B1%E8%AA%9E-%E6%97%A5%E6%9C%AC%E8%AA%9E/%E7%BF%BB%E8%A8%B3/sustainably+managed+forests.html
Co_32_10_58 | 32 | 10 | 58 |  | Orchards | 果樹園
Co_32_10_94 | 32 | 10 | 94 |  | Vineyards | ぶどう畑
Co_32_20 | 32 | 20 |  |  | Designated areas | 指定エリアコンプレックス
Co_32_20_04 | 32 | 20 | 04 |  | Areas of special architectural or historical interest | 特殊建造物、歴史的建造物
Co_32_20_17 | 32 | 20 | 17 |  | Commons | 公有地
Co_32_20_22 | 32 | 20 | 22 |  | Designated archaeological sites | 指定遺跡
Co_32_20_23 | 32 | 20 | 23 |  | Designated nature reserves | 指定自然保護区
Co_32_20_57 | 32 | 20 | 57 |  | National parks | 国立公園
Co_32_50 | 32 | 50 |  |  | Marine ways and waterway complexes | 海路・水路コンプレックス
Co_32_50_11 | 32 | 50 | 11 |  | Causeways | コーズウェイ
Co_32_50_48 | 32 | 50 | 48 |  | Lighthouse complexes | 灯台群
Co_32_50_94 | 32 | 50 | 94 |  | Vessel berthing complexes | 船舶停泊施設
Co_32_50_95 | 32 | 50 | 95 |  | Vessel launching complexes | 船舶発射コンプレックス
Co_32_55 | 32 | 55 |  |  | Marine and water protection complexes | 水産施設コンプレックス | 公共建築協会 施設用途分類表
Co_32_55_20 | 32 | 55 | 20 |  | Coastal protection complexes | 沿岸保護複合施設
Co_32_55_27 | 32 | 55 | 27 |  | Erosion protection complexes | 侵食保護複合体
Co_32_55_30 | 32 | 55 | 30 |  | Flood protection complexes | 洪水防御複合施設
Co_32_65 | 32 | 65 |  |  | Natural areas | 自然地域コンプレックス
Co_32_65_04 | 32 | 65 | 04 |  | Aquifers | 帯水層
Co_32_65_15 | 32 | 65 | 15 |  | Cliffs | 崖
Co_32_65_16 | 32 | 65 | 16 |  | Coastal zones | 沿岸域
Co_32_65_22 | 32 | 65 | 22 |  | Deserts | 砂漠
Co_32_65_27 | 32 | 65 | 27 |  | Estuaries | 河口
Co_32_65_30 | 32 | 65 | 30 |  | Forests | 森
Co_32_65_38 | 32 | 65 | 38 |  | Hills | 小山、丘
Co_32_65_46 | 32 | 65 | 46 |  | Lakes | 湖
Co_32_65_54 | 32 | 65 | 54 |  | Mountains | 山
Co_32_65_64 | 32 | 65 | 64 |  | Ponds | 池
Co_32_65_72 | 32 | 65 | 72 |  | Rivers | 河川
Co_32_65_75 | 32 | 65 | 75 |  | Salt marshes | 塩性湿地
Co_32_65_79 | 32 | 65 | 79 |  | Seasonal wetlands | 季節的湿地
Co_32_65_82 | 32 | 65 | 82 |  | Springs | 泉
Co_32_65_85 | 32 | 65 | 85 |  | Streams, brooks and burns | 小川、小川、火傷
Co_32_65_96 | 32 | 65 | 96 |  | Woodlands | 森林地帯
Co_32_85 | 32 | 85 |  |  | Water control and retaining complexes | 治水整備・水管理コンプレックス
Co_32_85_50 | 32 | 85 | 50 |  | Lock complexes | 水門、閘門複合体
Co_32_85_70 | 32 | 85 | 70 |  | Reservoirs | 貯水池
Co_32_85_88 | 32 | 85 | 88 |  | Tidal barriers | 潮の障壁
Co_32_85_96 | 32 | 85 | 96 |  | Water control complexes | 水管理コンプレックス
Co_32_85_97 | 32 | 85 | 97 |  | Water level and flow monitoring complexes | 水位と流れの監視複合体
Co_32_85_98 | 32 | 85 | 98 |  | Water pumping complexes | 水ポンプ複合施設
Co_35 | 35 |  |  |  | Medical, health, welfare and sanitary complexes | 医療、健康、福祉、衛生施設コンプレックス
Co_35_10 | 35 | 10 |  |  | Medical complexes | 医療施設コンプレックス
Co_35_10_02 | 35 | 10 | 02 |  | Air ambulance complexes | 航空救急施設 | 公共建築協会 施設用途分類表
Co_35_10_03 | 35 | 10 | 03 |  | Ambulance complexes | 救護施設 | 公共建築協会 施設用途分類表
Co_35_10_15 | 35 | 10 | 15 |  | Clinical complexes | 診療所／医院／クリニック | 公共建築協会 施設用途分類表
Co_35_10_37 | 35 | 10 | 37 |  | Hospital complexes | 総合病院 | 公共建築協会 施設用途分類表
Co_35_50 | 35 | 50 |  |  | Welfare complexes | 福祉施設コンプレックス | 建築物の主要用途一覧 〔建築基準法施行規則 別記様式〕
Co_35_50_30 | 35 | 50 | 30 |  | Fitness and detox complexes | リハビリテーションセンター | 公共建築協会 施設用途分類表, https://www.google.com/search?safe=strict&rlz=1C1GCEU_jaJP845JP848&sxsrf=ALeKk00wcx0oy1bdPoeb7NTOpaHm1sJfpg%3A1595468771856&ei=4-sYX4rsM9CMoASMpp_AAQ&q=detox+&oq=detox+&gs_lcp=CgZwc3ktYWIQAzICCAAyAggAMgIIADICCAAyAggAMgIIADICCAAyAggAUKeiN1inojdgyKs3aABwAHgAgAHDAYgBwwGSAQMwLjGYAQCgAQKgAQGqAQdnd3Mtd2l6wAEB&sclient=psy-ab&ved=0ahUKEwjK6ZWroOLqAhVQBogKHQzTBxgQ4dUDCAw&uact=5
Co_35_50_37 | 35 | 50 | 37 |  | Hospices | ホスピス | https://ja.wikipedia.org/wiki/%E3%83%9B%E3%82%B9%E3%83%94%E3%82%B9
Co_35_50_58 | 35 | 50 | 58 |  | Nursing homes | 特別養護老人ホーム | https://ja.wikipedia.org/wiki/%E3%83%8A%E3%83%BC%E3%82%B7%E3%83%B3%E3%82%B0%E3%83%9B%E3%83%BC%E3%83%A0
Co_35_50_69 | 35 | 50 | 69 |  | Quarantine stations | 検疫所
Co_35_50_82 | 35 | 50 | 82 |  | Spa complexes | 療養温泉 | https://ja.wikipedia.org/wiki/SPA
Co_35_50_90 | 35 | 50 | 90 |  | Turkish baths | 公衆浴場 | 建築物の主要用途一覧 〔建築基準法施行規則 別記様式〕, https://ja.wikipedia.org/wiki/%E3%83%8F%E3%83%B3%E3%83%9E%E3%83%BC%E3%83%A0
Co_35_70 | 35 | 70 |  |  | Funerary complexes | 葬斎場コンプレックス | 公共建築協会 施設用途分類表
Co_35_70_13 | 35 | 70 | 13 |  | Cemeteries | 墓地 | https://en.wikipedia.org/wiki/Cemetery
Co_35_70_16 | 35 | 70 | 16 |  | Crematoriums | 火葬場 | 建築物の主要用途一覧 〔建築基準法施行規則 別記様式〕
Co_35_70_32 | 35 | 70 | 32 |  | Funeral complexes | 葬斎場 | 公共建築協会 施設用途分類表
Co_35_85 | 35 | 85 |  |  | Animal complexes | 動物園コンプレックス | 公共建築協会 施設用途分類表
Co_35_85_02 | 35 | 85 | 02 |  | Animal cage complexes | 動物園 | 公共建築協会 施設用途分類表
Co_35_85_03 | 35 | 85 | 03 |  | Animal pen complexes | 動物用囲い | https://en.wikipedia.org/wiki/Pen_(enclosure)
Co_35_85_04 | 35 | 85 | 04 |  | Aquariums | 水族館 | 公共建築協会 施設用途分類表
Co_35_85_05 | 35 | 85 | 05 |  | Aviary complexes | 飼鳥園 | https://ejje.weblio.jp/content/aviary
Co_35_85_45 | 35 | 85 | 45 |  | Kennel complexes | 犬飼育場 | https://ejje.weblio.jp/content/kennel
Co_35_85_85 | 35 | 85 | 85 |  | Stable complexes | 家畜小屋複合体
Co_35_90 | 35 | 90 |  |  | Animal medical, health, welfare, funerary and sanitary complexes | 動物の医療、健康、福祉、葬式、衛生施設コンプレックス
Co_35_90_02 | 35 | 90 | 02 |  | Animal funerary complexes | 動物葬儀施設
Co_35_90_03 | 35 | 90 | 03 |  | Animal quarantine stations | 動物検疫所
Co_35_90_95 | 35 | 90 | 95 |  | Veterinary hospitals | 動物病院
Co_40 | 40 |  |  |  | Recreational complexes | レクリエーション施設コンプレックス
Co_40_05 | 40 | 05 |  |  | Amusement complexes | アミューズメント施設コンプレックス
Co_40_05_02 | 40 | 05 | 02 |  | Amphitheatres | 円形劇場 | https://ja.wikipedia.org/wiki/%E3%82%A2%E3%83%B3%E3%83%95%E3%82%A3%E3%83%86%E3%82%A2%E3%83%88%E3%83%AB%E3%83%A0
Co_40_05_03 | 40 | 05 | 03 |  | Amusement parks | アミューズメント施設 | https://www.google.com/search?q=Amusement+parks&tbm=isch&ved=2ahUKEwjIxobY4eLqAhUqEnAKHUy-C1sQ2-cCegQIABAA&oq=Amusement+parks&gs_lcp=CgNpbWcQAzIECAAQEzIECAAQEzIECAAQEzIECAAQEzIECAAQEzIECAAQEzIECAAQEzIECAAQEzIECAAQEzIECAAQE1CznwJYs58CYLWmAmgAcAB4AIABgwGIAYMBkgEDMC4xmAEAoAEBqgELZ3dzLXdpei1pbWfAAQE&sclient=img&ei=ajAZX8jpEKqkwAPM_K7YBQ&bih=732&biw=1296&rlz=1C1GCEU_jaJP845JP848&safe=strict
Co_40_05_27 | 40 | 05 | 27 |  | E-sport complexes | eスポーツコンプレックス
Co_40_05_30 | 40 | 05 | 30 |  | Fairground complexes | 遊園地 | https://www.google.com/search?q=Fairground+&tbm=isch&ved=2ahUKEwjekpnI4eLqAhVYd94KHRhwDXwQ2-cCegQIABAA&oq=Fairground+&gs_lcp=CgNpbWcQAzIECCMQJzICCAAyAggAMgQIABAeMgQIABAeMgQIABAeMgQIABAeMgQIABAeMgQIABAeMgQIABAeUO32AVju9wFg2_wBaABwAHgAgAG0AYgBrAKSAQMwLjKYAQCgAQGqAQtnd3Mtd2l6LWltZ8ABAQ&sclient=img&ei=STAZX57KAdju-QaY4LXgBw&bih=732&biw=1296&rlz=1C1GCEU_jaJP845JP848&safe=strict#imgrc=c8p9z1yQv-3seM
Co_40_05_63 | 40 | 05 | 63 |  | Pleasure piers | 埠頭遊園地 | https://www.google.com/search?q=Pleasure+pier&safe=strict&rlz=1C1GCEU_jaJP845JP848&hl=ja&sxsrf=ALeKk007Ve49k_4XCTD5RhrP6W-GyBjzwg:1595486093905&source=lnms&tbm=isch&sa=X&ved=2ahUKEwjj6vvu4OLqAhVFIqYKHY0rCXQQ_AUoAnoECB4QBA&biw=1296&bih=732
Co_40_05_89 | 40 | 05 | 89 |  | Theme parks | テーマパーク
Co_40_35 | 40 | 35 |  |  | Historic complexes | 歴史資料館コンプレックス
Co_40_35_06 | 40 | 35 | 06 |  | Battle sites | 戦跡 | https://www.historic-uk.com/HistoryMagazine/DestinationsUK/BattlefieldSites/
Co_40_35_39 | 40 | 35 | 39 |  | Historic sites | 史跡
Co_40_35_78 | 40 | 35 | 78 |  | Sites of antiquity | 古代遺跡
Co_40_35_94 | 40 | 35 | 94 |  | Visible earthworks | 土塁 | https://en.wikipedia.org/wiki/Earthworks_(archaeology), https://ejje.weblio.jp/content/earthwork
Co_40_60 | 40 | 60 |  |  | Performing arts complexes | 舞台芸術コンプレックス | 公共建築協会 施設用途分類表
Co_40_60_13 | 40 | 60 | 13 |  | Cinema complexes | 映画館 | 公共建築協会 施設用途分類表
Co_40_60_14 | 40 | 60 | 14 |  | Circuses | サーカス
Co_40_60_16 | 40 | 60 | 16 |  | Concert hall complexes | コンサートホール | 公共建築協会 施設用途分類表
Co_40_60_30 | 40 | 60 | 30 |  | Film and television studio complexes | 放送局
Co_40_60_88 | 40 | 60 | 88 |  | Theatre complexes | 劇場 | 公共建築協会 施設用途分類表
Co_40_75 | 40 | 75 |  |  | Social recreation complexes | レクリエーション、文化、コミュニティ施設コンプレックス | 公共建築協会 施設用途分類表
Co_40_75_15 | 40 | 75 | 15 |  | Community centres | コミュニティセンター
Co_40_75_17 | 40 | 75 | 17 |  | Country parks | カントリーパーク
Co_40_75_68 | 40 | 75 | 68 |  | Public parks | 公共公園
Co_40_75_71 | 40 | 75 | 71 |  | Recreation grounds | レクリエーション公園
Co_42 | 42 |  |  |  | Sport and activity complexes | 体育施設コンプレックス
Co_42_40 | 42 | 40 |  |  | Indoor activity complexes | 屋内運動施設コンプレックス | 公共建築協会 施設用途分類表
Co_42_40_10 | 42 | 40 | 10 |  | Indoor athletics stadiums | 屋内陸上競技場
Co_42_40_40 | 42 | 40 | 40 |  | Indoor sports complexes | 屋内スポーツ複合施設
Co_42_50 | 42 | 50 |  |  | Outdoor activity complexes | 屋外運動施設コンプレックス | 公共建築協会 施設用途分類表
Co_42_50_10 | 42 | 50 | 10 |  | Outdoor stadiums | 屋外陸上競技場
Co_42_50_25 | 42 | 50 | 25 |  | Equine sports complexes | 乗馬スポーツコンプレックス
Co_42_50_30 | 42 | 50 | 30 |  | Golf courses | ゴルフコース
Co_42_50_50 | 42 | 50 | 50 |  | Motor sports complexes | モータースポーツコンプレックス
Co_42_50_60 | 42 | 50 | 60 |  | Outdoor sports complexes | 屋外運動施設
Co_42_50_70 | 42 | 50 | 70 |  | Racehorse gallops | 競馬場
Co_42_50_95 | 42 | 50 | 95 |  | Winter sport complexes | ウィンタースポーツ施設
Co_42_85 | 42 | 85 |  |  | Swimming complexes | スイミングコンプレックス | 建築物の主要用途一覧 〔建築基準法施行規則 別記様式〕
Co_42_85_40 | 42 | 85 | 40 |  | Indoor swimming pool complexes | 屋内水泳場
Co_42_85_60 | 42 | 85 | 60 |  | Outdoor swimming pool complexes | 屋外水泳場
Co_42_85_96 | 42 | 85 | 96 |  | Water parks | ウォーターパーク
Co_45 | 45 |  |  |  | Residential complexes | 住宅、集合住宅コンプレックス | 公共建築協会 施設用途分類表
Co_45_10 | 45 | 10 |  |  | Living complexes | 住宅施設コンプレックス
Co_45_10_11 | 45 | 10 | 11 |  | Campsites | キャンプ場
Co_45_10_12 | 45 | 10 | 12 |  | Caravan parks | ハウストレーラー用駐車場 | https://ejje.weblio.jp/content/caravan+park
Co_45_10_15 | 45 | 10 | 15 |  | Convents and monasteries | 修道院
Co_45_10_27 | 45 | 10 | 27 |  | Emergency camps | 災害キャンプ
Co_45_10_35 | 45 | 10 | 35 |  | Halls of residence | 寮 | 公共建築協会 施設用途分類表
Co_45_10_36 | 45 | 10 | 36 |  | High-rise residential complexes | 高層住宅 | 公共建築協会 施設用途分類表
Co_45_10_37 | 45 | 10 | 37 |  | Hostels | ホステル | https://ja.wikipedia.org/wiki/%E3%83%A6%E3%83%BC%E3%82%B9%E3%83%9B%E3%82%B9%E3%83%86%E3%83%AB
Co_45_10_38 | 45 | 10 | 38 |  | Hotels | ホテル | 建築物の主要用途一覧 〔建築基準法施行規則 別記様式〕
Co_45_10_40 | 45 | 10 | 40 |  | Houses in multiple occupation | 複数世帯住宅 | https://en.wikipedia.org/wiki/House_in_multiple_occupation
Co_45_10_41 | 45 | 10 | 41 |  | Housing estates | 住宅団地 | https://en.wikipedia.org/wiki/Housing_estate
Co_45_10_51 | 45 | 10 | 51 |  | Military camps | 軍事キャンプ
Co_45_10_54 | 45 | 10 | 54 |  | Motels | モーテル | https://ja.wikipedia.org/wiki/%E3%83%A2%E3%83%BC%E3%83%86%E3%83%AB
Co_45_10_72 | 45 | 10 | 72 |  | Religious retreats | 宗教施設 | https://en.wikipedia.org/wiki/Retreat_(spiritual)
Co_45_10_74 | 45 | 10 | 74 |  | Residential properties | 住宅物件 | https://ejje.weblio.jp/content/residential+property
Co_45_10_78 | 45 | 10 | 78 |  | Sheltered housing | シェルタードハウジング | https://en.wikipedia.org/wiki/Sheltered_housing
Co_45_10_98 | 45 | 10 | 98 |  | Youth group camps | ユースグループキャンプ
Co_50 | 50 |  |  |  | Waste disposal complexes | 廃棄物処理施設コンプレックス | 公共建築協会 施設用途分類表
Co_50_20 | 50 | 20 |  |  | Wet waste collection and distribution complexes | 含水廃棄物リサイクル場コンプレックス | 公共建築協会 施設用途分類表
Co_50_20_10 | 50 | 20 | 10 |  | Wastewater collection complexes | 下水処理場 | 公共建築協会 施設用途分類表
Co_50_20_20 | 50 | 20 | 20 |  | Wastewater collection networks | 工場廃水処理ネットワーク
Co_50_20_60 | 50 | 20 | 60 |  | Drainage collection networks | 排水処理ネットワーク
Co_50_40 | 50 | 40 |  |  | Dry waste collection and distribution complexes | 固形廃棄物収集施設コンプレックス
Co_50_40_10 | 50 | 40 | 10 |  | Dry waste collection complexes | 乾燥廃棄物収集施設
Co_50_40_50 | 50 | 40 | 50 |  | Dry waste distribution complexes | 乾燥廃棄物流通施設
Co_50_60 | 50 | 60 |  |  | Wet waste treatment and disposal complexes | 液体廃棄物処理・処分施設コンプレックス
Co_50_60_40 | 50 | 60 | 40 |  | Wastewater treatment complexes | 廃水処理施設
Co_50_60_80 | 50 | 60 | 80 |  | Drainage disposal networks | 排水処理施設 | 公共建築協会 施設用途分類表
Co_50_80 | 50 | 80 |  |  | Dry waste treatment and disposal complexes | 固形廃棄物の処理・処分コンプレックス
Co_50_80_40 | 50 | 80 | 40 |  | Dry waste treatment complexes | 乾燥廃棄物収集施設
Co_50_80_70 | 50 | 80 | 70 |  | Dry waste disposal complexes | 乾燥廃棄物流通施設
Co_55 | 55 |  |  |  | Piped supply complexes | 配管による資源供給施設コンプレックス
Co_55_05 | 55 | 05 |  |  | Gas extraction and treatment complexes | ガス抽出および処理コンプレックス
Co_55_05_30 | 55 | 05 | 30 |  | Gas extraction complexes | ガス抽出複合体
Co_55_05_70 | 55 | 05 | 70 |  | Gas treatment complexes | ガス処理施設
Co_55_10 | 55 | 10 |  |  | Liquid fuel extraction and treatment complexes | 液体燃料の抽出と処理のコンプレックス
Co_55_10_40 | 55 | 10 | 40 |  | Oil extraction complexes | 給油所 | 公共建築協会 施設用途分類表
Co_55_10_80 | 55 | 10 | 80 |  | Oil treatment complexes | 油処理コンプレックス
Co_55_15 | 55 | 15 |  |  | Water extraction and treatment complexes | 水の抽出と処理のコンプレックス
Co_55_15_10 | 55 | 15 | 10 |  | Water extraction complexes | 水抽出複合体
Co_55_15_50 | 55 | 15 | 50 |  | Water treatment complexes | 水処理施設
Co_55_20 | 55 | 20 |  |  | Gas supply complexes | ガス供給施設コンプレックス
Co_55_20_50 | 55 | 20 | 50 |  | Gas distribution complexes | ガス流通施設
Co_55_20_60 | 55 | 20 | 60 |  | Gas distribution networks | ガス供給ネットワーク
Co_55_50 | 55 | 50 |  |  | Liquid fuel supply complexes | 液体燃料供給コンプレックスコンプレックス
Co_55_50_10 | 55 | 50 | 10 |  | Liquid fuel distribution complexes | 液体燃料分配コンプレックス
Co_55_50_50 | 55 | 50 | 50 |  | Liquid fuel distribution networks | 液体燃料流通ネットワーク
Co_55_70 | 55 | 70 |  |  | Water supply complexes | 水道施設コンプレックス | 公共建築協会 施設用途分類表
Co_55_70_20 | 55 | 70 | 20 |  | Water distribution complexes | 下水処理施設 | 公共建築協会 施設用途分類表
Co_55_70_60 | 55 | 70 | 60 |  | Water distribution networks | 浄水場 | 公共建築協会 施設用途分類表
Co_60 | 60 |  |  |  | Heating, cooling and refrigeration complexes | 暖房、冷房、冷凍複合施設コンプレックス
Co_60_10 | 60 | 10 |  |  | Heating complexes | 暖房コンプレックスコンプレックス
Co_60_10_10 | 60 | 10 | 10 |  | District heating complexes | 地域暖房複合施設
Co_60_40 | 60 | 40 |  |  | Cooling complexes | 冷却コンプレックス
Co_60_40_10 | 60 | 40 | 10 |  | District cooling complexes | 地域冷房施設
Co_65 | 65 |  |  |  | Ventilation and air conditioning complexes | 換気および空調設備コンプレックス
Co_70 | 70 |  |  |  | Electrical power generation and distribution complexes | 電力施設、配電施設コンプレックス | 公共建築協会 施設用途分類表
Co_70_10 | 70 | 10 |  |  | Electrical power generation complexes | 電力施設コンプレックス | 公共建築協会 施設用途分類表
Co_70_10_08 | 70 | 10 | 08 |  | Biomass power generation complexes | バイオマス発電複合体
Co_70_10_16 | 70 | 10 | 16 |  | Coal power generation complexes | 石炭発電所
Co_70_10_17 | 70 | 10 | 17 |  | Combined heat and power generation complexes | 熱電併給複合施設
Co_70_10_33 | 70 | 10 | 33 |  | Gas power generation complexes | ガス発電所
Co_70_10_34 | 70 | 10 | 34 |  | Geothermal power generation complexes | 地熱発電所
Co_70_10_38 | 70 | 10 | 38 |  | Hydroelectric power generation complexes | 水力発電複合体
Co_70_10_57 | 70 | 10 | 57 |  | Nuclear power generation complexes | 原子力発電所
Co_70_10_58 | 70 | 10 | 58 |  | Offshore wind power generation complexes | 洋上風力発電複合施設
Co_70_10_59 | 70 | 10 | 59 |  | Oil-fired power generation complexes | 石油火力発電所
Co_70_10_60 | 70 | 10 | 60 |  | Onshore wind power generation complexes | 陸上風力発電所
Co_70_10_63 | 70 | 10 | 63 |  | Photovoltaic power generation complexes | 太陽光発電複合施設
Co_70_10_81 | 70 | 10 | 81 |  | Solar reflector power generation complexes | ソーラー発電複合体
Co_70_10_88 | 70 | 10 | 88 |  | Tidal power generation complexes | 潮力発電コンプレックス
Co_70_10_96 | 70 | 10 | 96 |  | Wave power generation complexes | 波力発電所
Co_70_30 | 70 | 30 |  |  | Electricity distribution complexes | 配電施設コンプレックス
Co_70_30_35 | 70 | 30 | 35 |  | High voltage electricity substation complexes | 高電圧変電所
Co_70_30_40 | 70 | 30 | 40 |  | High voltage electricity networks | 高電圧電気ネットワーク
Co_70_30_45 | 70 | 30 | 45 |  | Low voltage electricity substation complexes | 低電圧変電所
Co_70_30_50 | 70 | 30 | 50 |  | Low voltage electricity networks | 低電圧電力ネットワーク
Co_75 | 75 |  |  |  | Communications, security, safety and protection complexes | 通信、セキュリティ、安全、保護複合施設コンプレックス | 公共建築協会 施設用途分類表
Co_75_10 | 75 | 10 |  |  | Communications complexes | 通信施設コンプレックス | 公共建築協会 施設用途分類表
Co_75_10_10 | 75 | 10 | 10 |  | Broadcast communications complexes | 放送通信コンプレックス
Co_75_10_20 | 75 | 10 | 20 |  | Broadcast communications networks | 放送通信ネットワーク
Co_75_10_80 | 75 | 10 | 80 |  | Telecommunications complexes | 通信コンプレックス
Co_75_10_90 | 75 | 10 | 90 |  | Telecommunications networks | 通信ネットワーク
Co_80 | 80 |  |  |  | Transport complexes | 輸送・交通機関コンプレックス
Co_80_05 | 80 | 05 |  |  | Aerospace complexes | 航空宇宙施設コンプレックス | 公共建築協会 施設用途分類表
Co_80_05_02 | 80 | 05 | 02 |  | Airports and airfields | 空港施設
Co_80_05_38 | 80 | 05 | 38 |  | Heliports | ヘリポート
Co_80_05_84 | 80 | 05 | 84 |  | Spacecraft complexes | 宇宙船複合施設
Co_80_20 | 80 | 20 |  |  | Cable transport complexes | ケーブル輸送施設コンプレックス
Co_80_20_02 | 80 | 20 | 02 |  | Aerial tramway complexes | 空中路面電車の複合体
Co_80_20_10 | 80 | 20 | 10 |  | Cable railway complexes | ケーブル鉄道コンプレックス
Co_80_20_13 | 80 | 20 | 13 |  | Chairlift way complexes | チェアリフトウェイコンプレックス
Co_80_20_32 | 80 | 20 | 32 |  | Funicular railway complexes | ケーブルカーの複合施設
Co_80_20_34 | 80 | 20 | 34 |  | Gondola lift way complexes | ゴンドラリフトウェイコンプレックス
Co_80_20_84 | 80 | 20 | 84 |  | Surface lift way complexes | 表面リフトウェイ複合体
Co_80_20_99 | 80 | 20 | 99 |  | Zip line way complexes | ジップラインウェイコンプレックス
Co_80_35 | 80 | 35 |  |  | Road complexes | 道路コンプレックス
Co_80_35_10 | 80 | 35 | 10 |  | Bus route networks | バス路線網
Co_80_35_75 | 80 | 35 | 75 |  | Road networks | 道路網
Co_80_50 | 80 | 50 |  |  | Railway complexes | 鉄道施設コンプレックス | 公共建築協会 施設用途分類表
Co_80_50_35 | 80 | 50 | 35 |  | Heavy rail complexes | ヘビーレール複合施設
Co_80_50_37 | 80 | 50 | 37 |  | High-speed rail complexes | 高速鉄道コンプレックス
Co_80_50_45 | 80 | 50 | 45 |  | Light rail complexes | ライトレール複合施設
Co_80_50_50 | 80 | 50 | 50 |  | Magnetic levitation ways | 磁気浮上式路
Co_80_50_53 | 80 | 50 | 53 |  | Monorail complexes | モノレール複合体
Co_80_50_56 | 80 | 50 | 56 |  | Narrow gauge rail complexes | 狭軌レール複合体
Co_80_50_69 | 80 | 50 | 69 |  | Rack rail complexes | ラックレール複合体
Co_80_50_76 | 80 | 50 | 76 |  | Road-based light rail complexes | 道路ベースのライトレール複合施設
Co_80_70 | 80 | 70 |  |  | Marine and waterways transport complexes | 海洋および水路輸送複合施設コンプレックス
Co_80_70_11 | 80 | 70 | 11 |  | Cable ferry complexes | ケーブルフェリーコンプレックス
Co_80_70_13 | 80 | 70 | 13 |  | Canal complexes | 運河複合施設
Co_80_70_17 | 80 | 70 | 17 |  | Container ports | コンテナポート
Co_80_70_23 | 80 | 70 | 23 |  | Dry bulk ports | ドライバルクポート
Co_80_70_30 | 80 | 70 | 30 |  | Fishing ports | 釣りポート
Co_80_70_36 | 80 | 70 | 36 |  | Harbours | 港
Co_80_70_47 | 80 | 70 | 47 |  | Liquid bulk ports | 液体バルクポート
Co_80_70_72 | 80 | 70 | 72 |  | Roll-on/ roll-off ports | ロールオン/ロールオフポート
Co_80_70_77 | 80 | 70 | 77 |  | Sea cruise ports | シークルーズポート
Co_80_70_78 | 80 | 70 | 78 |  | Sea ferry ports | シーフェリーポート
Co_80_70_96 | 80 | 70 | 96 |  | Waterway ferry complexes | 水路フェリー複合施設
Co_80_90 | 80 | 90 |  |  | Transport interchange complexes | 輸送交換コンプレックス
Co_90 | 90 |  |  |  | Circulation and storage complexes | 資源循環および貯蔵複合体コンプレックス
Co_90_50 | 90 | 50 |  |  | Storage complexes | 収納貯蔵庫コンプレックス
Co_90_50_03 | 90 | 50 | 03 |  | Ambient food storage complexes | アンビエントフードストレージコンプレックス
Co_90_50_04 | 90 | 50 | 04 |  | Arms storage complexes | 武器保管施設
Co_90_50_15 | 90 | 50 | 15 |  | Cold storage complexes | 冷蔵複合施設
Co_90_50_16 | 90 | 50 | 16 |  | Complexes for the storage of human remains | 遺体保管施設
Co_90_50_24 | 90 | 50 | 24 |  | Dry waste storage complexes | 乾燥廃棄物貯蔵施設
Co_90_50_34 | 90 | 50 | 34 |  | Gas storage complexes | ガス貯蔵施設
Co_90_50_45 | 90 | 50 | 45 |  | Liquid fuel storage complexes | 液体燃料貯蔵施設
Co_90_50_51 | 90 | 50 | 51 |  | Military arsenals | 軍事兵器
Co_90_50_52 | 90 | 50 | 52 |  | Mineral storage complexes | 鉱物貯蔵複合体
Co_90_50_71 | 90 | 50 | 71 |  | Refrigerated food storage complexes | 冷蔵食品貯蔵施設
Co_90_50_77 | 90 | 50 | 77 |  | Secure storage complexes | セキュアストレージコンプレックス
Co_90_50_78 | 90 | 50 | 78 |  | Self-storage complexes | トランクルームコンプレックス
Co_90_50_80 | 90 | 50 | 80 |  | Solid fuel storage complexes | 固体燃料貯蔵施設
Co_90_50_94 | 90 | 50 | 94 |  | Warehouses | 倉庫
Co_90_50_95 | 90 | 50 | 95 |  | Wastewater storage complexes | 廃水貯蔵施設
Co_90_50_96 | 90 | 50 | 96 |  | Water storage complexes | 貯水施設
Co_90_90 | 90 | 90 |  |  | Plant and control complexes | プラントと制御コンプレックス
Co_90_90_50 | 90 | 90 | 50 |  | Multiple services plant and equipment complexes | 複数のサービスプラントと設備の複合体

## En
En Entities - 21 October 2020 - v1.18
Code | Group | Sub group | Section | Object | Title | 日本語意訳(2020.11-BSIJ) | 出典(2020.10-BSIJ) | NBS Code | NRM | 定義Ss, Prのみ
En_20 | 20 |  |  |  | Administrative, commercial and protective service entities | 立法、行政、オフィス、商業、安全保障施設エンティティ
En_20_10 | 20 | 10 |  |  | Legislative entities | 立法施設エンティティ
En_20_10_45 | 20 | 10 | 45 |  | Governmental buildings | 政府の建物
En_20_15 | 20 | 15 |  |  | Administrative office entities | オフィスエンティティ
En_20_15_10 | 20 | 15 | 10 |  | Multiple occupation office buildings | 貸しオフィスビル
En_20_15_70 | 20 | 15 | 70 |  | Single occupation office buildings | 自社オフィスビル
En_20_20 | 20 | 20 |  |  | Secular representative entities | 大使館、庁舎、役所エンティティ
En_20_20_10 | 20 | 20 | 10 |  | Buildings for representatives of nation states abroad | 大使館
En_20_20_40 | 20 | 20 | 40 |  | Local government buildings | 地方自治体の建物
En_20_20_50 | 20 | 20 | 50 |  | National government buildings | 国の建物
En_20_20_70 | 20 | 20 | 70 |  | Regional government buildings | 地方政府の建物
En_20_45 | 20 | 45 |  |  | Motor vehicle maintenance and fuelling entities | 自動車整備、給油施設のエンティティ
En_20_45_50 | 20 | 45 | 50 |  | Motor vehicle fuelling and charging entities | 自動車の燃料供給および充電エンティティ
En_20_45_54 | 20 | 45 | 54 |  | Motor vehicle servicing and repair entities | 自動車サービスおよび修理事業体
En_20_50 | 20 | 50 |  |  | Commercial entities | 商業施設エンティティ
En_20_50_05 | 20 | 50 | 05 |  | Auction buildings | オークションの建物
En_20_50_22 | 20 | 50 | 22 |  | Department stores | デパート
En_20_50_29 | 20 | 50 | 29 |  | Financial and professional services buildings | 金融および専門サービスの建物
En_20_50_50 | 20 | 50 | 50 |  | Markets | 市場
En_20_50_53 | 20 | 50 | 53 |  | Mixed use buildings | 混合使用の建物
En_20_50_55 | 20 | 50 | 55 |  | Motor vehicle sales entities | 自動車販売事業体
En_20_50_80 | 20 | 50 | 80 |  | Shop units | ショップユニット
En_20_50_85 | 20 | 50 | 85 |  | Supermarkets | スーパーマーケット
En_20_50_97 | 20 | 50 | 97 |  | Wholesale buildings | ホールセール建物
En_20_55 | 20 | 55 |  |  | Postal communications entities | 郵便局エンティティ
En_20_55_65 | 20 | 55 | 65 |  | Post office buildings | 郵便局の建物
En_20_55_80 | 20 | 55 | 80 |  | Sorting office buildings | 郵便物の仕分け局
En_20_60 | 20 | 60 |  |  | Military entities | 軍事施設エンティティ
En_20_60_02 | 20 | 60 | 02 |  | Air force buildings | 空軍の建物
En_20_60_10 | 20 | 60 | 10 |  | Army buildings | 軍の建物
En_20_60_56 | 20 | 60 | 56 |  | Navy buildings | 海軍の建物
En_20_65 | 20 | 65 |  |  | Law enforcement operational entities | 法律執行機関エンティティ
En_20_65_09 | 20 | 65 | 09 |  | Police buildings | 警察の建物
En_20_70 | 20 | 70 |  |  | Judicial entities | 司法機関エンティティ
En_20_70_40 | 20 | 70 | 40 |  | Law court buildings | 法廷の建物
En_20_75 | 20 | 75 |  |  | Detention entities | 刑事施設エンティティ
En_20_75_10 | 20 | 75 | 10 |  | Detention buildings | 刑事施設
En_20_80 | 20 | 80 |  |  | Weapons training ranges | 射撃訓練施設エンティティ
En_20_80_29 | 20 | 80 | 29 |  | Firing range buildings | 射撃場の建物
En_20_80_30 | 20 | 80 | 30 |  | Exterior firing ranges | 外部射撃場
En_20_85 | 20 | 85 |  |  | Security entities | セキュリティ関連のエンティティ
En_20_85_15 | 20 | 85 | 15 |  | Security control buildings | セキュリティ管理施設
En_20_85_30 | 20 | 85 | 30 |  | Security fences | セキュリティフェンス
En_20_90 | 20 | 90 |  |  | Incident support entities | 災害現場サポート施設エンティティ | wiki インシデント・コマンド・システム, 災害現場や事故現場などにおける緊急事態に対応するための施設。
En_20_90_10 | 20 | 90 | 10 |  | Fire and rescue training buildings | 消防救助訓練棟
En_20_90_15 | 20 | 90 | 15 |  | Fire station buildings | 消防署の建物
En_25 | 25 |  |  |  | Cultural, educational, scientific and information entities | 教育文化施設のエンティティ | 参考：公共建築協会_施設用途
En_25_05 | 25 | 05 |  |  | Commemoration entities | 記念館のエンティティ
En_25_05_35 | 25 | 05 | 35 |  | Gardens of remembrance | 追悼の庭園のエンティティ
En_25_05_50 | 25 | 05 | 50 |  | Memorials | 記念碑のエンティティ
En_25_05_55 | 25 | 05 | 55 |  | Monuments | モニュメントのエンティティ
En_25_10 | 25 | 10 |  |  | Educational entities | 教育施設のエンティティ | 参考：公共建築協会_施設用途
En_25_10_10 | 25 | 10 | 10 |  | Preschool educational buildings | 就学前教育用建物
En_25_10_20 | 25 | 10 | 20 |  | Infant educational buildings | 乳幼児教育用建物
En_25_10_30 | 25 | 10 | 30 |  | Primary educational buildings | 初等教育用建物
En_25_10_40 | 25 | 10 | 40 |  | Secondary educational buildings | 中等教育用建物
En_25_10_50 | 25 | 10 | 50 |  | Pre-tertiary educational buildings | 高等教育前の建物
En_25_10_60 | 25 | 10 | 60 |  | Tertiary educational buildings | 高等教育用建物
En_25_10_70 | 25 | 10 | 70 |  | Adult educational buildings | 成人教育用建物
En_25_30 | 25 | 30 |  |  | Scientific and laboratory entities | 科学試験・研究施設のエンティテイ | 参考：公共建築協会_施設用途
En_25_30_40 | 25 | 30 | 40 |  | Laboratory buildings | 研究所の建物
En_25_30_50 | 25 | 30 | 50 |  | Meteorological stations | 気象ステーション
En_25_30_60 | 25 | 30 | 60 |  | Observatory buildings | 展望台の建物
En_25_30_66 | 25 | 30 | 66 |  | Observatory antennas | 展望台アンテナ
En_25_30_70 | 25 | 30 | 70 |  | Research buildings | 研究棟
En_25_30_77 | 25 | 30 | 77 |  | Seed banks | シードバンク
En_25_30_90 | 25 | 30 | 90 |  | Triangulation pillars | 三角点
En_25_50 | 25 | 50 |  |  | Exhibition entities | 文化施設、展示施設エンティティ | 参考：公共建築協会_施設用途
En_25_50_02 | 25 | 50 | 02 |  | Art exhibition buildings | 美術展の建物
En_25_50_04 | 25 | 50 | 04 |  | Art installations | アートインスタレーション
En_25_50_15 | 25 | 50 | 15 |  | Collection exhibition buildings | コレクション展示館
En_25_50_29 | 25 | 50 | 29 |  | Fauna exhibition buildings | 動物相展示館
En_25_50_30 | 25 | 50 | 30 |  | Fauna exhibition grounds | 動物相展示場
En_25_50_31 | 25 | 50 | 31 |  | Flora exhibition buildings | フローラ展示館
En_25_50_32 | 25 | 50 | 32 |  | Flora exhibition grounds | フローラ展示場
En_25_50_54 | 25 | 50 | 54 |  | Multipurpose exhibition buildings | 多目的展示棟
En_25_70 | 25 | 70 |  |  | Information entities | 図書館・アーカイブ・情報センターのエンティティ | 参考：公共建築協会_施設用途
En_25_70_02 | 25 | 70 | 02 |  | Archive buildings | アーカイブ建築
En_25_70_13 | 25 | 70 | 13 |  | Conference buildings | 会議棟
En_25_70_42 | 25 | 70 | 42 |  | Information kiosks | インフォメーションセンター
En_25_70_47 | 25 | 70 | 47 |  | Library buildings | 図書館
En_25_90 | 25 | 90 |  |  | Worship entities | 礼拝施設エンティティ | 英辞郎
En_25_90_30 | 25 | 90 | 30 |  | Faith worship buildings | 信仰崇拝の建物
En_30 | 30 |  |  |  | Industrial entities | 産業施設エンティティ
En_30_10 | 30 | 10 |  |  | Mineral extraction entities | 鉱物発掘施設エンティティ
En_30_10_57 | 30 | 10 | 57 |  | Offshore oil and gas extraction platforms | オフショア石油およびガス抽出プラットフォーム
En_30_10_80 | 30 | 10 | 80 |  | Spoil heaps | ズリ置場
En_30_10_85 | 30 | 10 | 85 |  | Surface mining structures | 露天掘りの構造
En_30_10_86 | 30 | 10 | 86 |  | Surface mining cuttings | 露天掘りカッティング
En_30_10_90 | 30 | 10 | 90 |  | Underground mining structures | 地下鉱山構造
En_30_20 | 30 | 20 |  |  | Nuclear and chemical management entities | 核および化学物質管理施設エンティティ
En_30_20_15 | 30 | 20 | 15 |  | Radioactivity waste management control buildings | 放射性廃棄物管理管理棟
En_30_20_30 | 30 | 20 | 30 |  | High heat generating radioactive waste management tunnel | 高熱放射性廃棄物管理トンネル
En_30_20_35 | 30 | 20 | 35 |  | High heat radioactive waste package transfer buildings | 高熱放射性廃棄物パッケージ輸送建物
En_30_20_45 | 30 | 20 | 45 |  | Low heat radioactive waste package transfer buildings | 低熱放射性廃棄物パッケージ輸送建物
En_30_20_60 | 30 | 20 | 60 |  | Low heat generating radioactive waste management vault | 低発熱の放射性廃棄物管理保管庫
En_30_20_70 | 30 | 20 | 70 |  | Radioactivity decontamination buildings | 放射能除染ビル
En_30_20_75 | 30 | 20 | 75 |  | Radioactivity effluent management buildings | 放射能廃液管理棟
En_30_30 | 30 | 30 |  |  | Mineral processing entities | 鉱物処理施設エンティティ
En_30_30_33 | 30 | 30 | 33 |  | Gas processing structures | ガス処理構造
En_30_30_58 | 30 | 30 | 58 |  | Oil processing structures | 石油処理構造
En_30_30_59 | 30 | 30 | 59 |  | Ore processing structures | 鉱石処理構造
En_30_40 | 30 | 40 |  |  | Animal and plant products processing entities | 農林水産施設、植物加工工場エンティティ
En_30_40_01 | 30 | 40 | 01 |  | Animal processing buildings | 動物加工棟
En_30_40_20 | 30 | 40 | 20 |  | Crop processing buildings | 作物処理ビル
En_30_40_30 | 30 | 40 | 30 |  | Fish processing buildings | 水産加工棟
En_30_40_40 | 30 | 40 | 40 |  | Horticultural processing buildings | 園芸処理棟
En_30_40_90 | 30 | 40 | 90 |  | Timber processing buildings | 木材加工ビル
En_30_50 | 30 | 50 |  |  | Manufacturing entities | 工業施設、製造工場エンティティ
En_30_50_15 | 30 | 50 | 15 |  | Cranes | クレーン
En_30_50_50 | 30 | 50 | 50 |  | Manufacturing buildings | 工場
En_30_60 | 30 | 60 |  |  | Cleaning and maintenance entities | 清掃メンテナンス用のエンティティ
En_30_60_20 | 30 | 60 | 20 |  | Decontamination laundry buildings | 除染ランドリービル
En_30_60_40 | 30 | 60 | 40 |  | Laundry buildings | ランドリービル
En_30_60_50 | 30 | 60 | 50 |  | Maintenance buildings | メンテナンス棟
En_30_60_94 | 30 | 60 | 94 |  | Vehicle cleaning buildings | 建物の車両洗浄
En_30_70 | 30 | 70 |  |  | Process entities | 処理設備のエンティティ
En_30_70_13 | 30 | 70 | 13 |  | Chimney stacks | 煙突スタック
En_30_70_15 | 30 | 70 | 15 |  | Conveyors | コンベヤー
En_30_70_17 | 30 | 70 | 17 |  | Cooling towers | 冷却塔
En_30_70_28 | 30 | 70 | 28 |  | Equipment gantries | 機器ガントリー
En_30_80 | 30 | 80 |  |  | Mechanical power generation | 機械式発電所エンティティ
En_30_80_96 | 30 | 80 | 96 |  | Watermills | 水車小屋
En_30_80_97 | 30 | 80 | 97 |  | Windmills | 風車
En_30_85 | 30 | 85 |  |  | Marine and water entities | 河川・海洋施設エンティティ
En_30_85_07 | 30 | 85 | 07 |  | Boathouse buildings | ボートハウスの建物
En_30_85_08 | 30 | 85 | 08 |  | Boatyard buildings | ボートヤードの建物
En_30_85_24 | 30 | 85 | 24 |  | Dry docks | 乾ドック
En_30_85_80 | 30 | 85 | 80 |  | Shipyard buildings | 造船所の建物
En_30_90 | 30 | 90 |  |  | Warehousing and distribution entities | 流通施設・倉庫（倉庫業を営む倉庫）エンティティ
En_30_90_33 | 30 | 90 | 33 |  | Goods warehousing buildings | 物品倉庫の建物
En_30_90_35 | 30 | 90 | 35 |  | Goods distribution buildings | 商品流通ビル
En_32 | 32 |  |  |  | Water and land management entities | 農林水産施設のエンティティ
En_32_10 | 32 | 10 |  |  | Agricultural and horticultural entities | 農業・園芸施設エンティティ
En_32_10_02 | 32 | 10 | 02 |  | Arable buildings | 耕作可能な建物
En_32_10_04 | 32 | 10 | 04 |  | Arable land | 耕地
En_32_10_20 | 32 | 10 | 20 |  | Coppices | 雑木林
En_32_10_28 | 32 | 10 | 28 |  | Fishing buildings | 釣り用建物
En_32_10_29 | 32 | 10 | 29 |  | Fishing cages | 釣り用ケージ
En_32_10_30 | 32 | 10 | 30 |  | Forestry buildings | 林業用建物
En_32_10_31 | 32 | 10 | 31 |  | Forestry plantations | 林業プランテーション
En_32_10_37 | 32 | 10 | 37 |  | Hedges | 生け垣
En_32_10_39 | 32 | 10 | 39 |  | Horticultural buildings | 園芸用建物
En_32_10_40 | 32 | 10 | 40 |  | Horticultural land | 園芸用地
En_32_10_46 | 32 | 10 | 46 |  | Livestock buildings | 畜舎
En_32_10_47 | 32 | 10 | 47 |  | Livestock paddocks and fields | 家畜のパドックとフィールド
En_32_10_93 | 32 | 10 | 93 |  | Vineyard and winery buildings | ブドウ園とワイナリーの建物
En_32_10_94 | 32 | 10 | 94 |  | Vineyard plantations | ぶどう畑のプランテーション
En_32_35 | 32 | 35 |  |  | Grounds | 農地・園庭エンティティ
En_32_35_05 | 32 | 35 | 05 |  | Arboretums | 樹木園
En_32_35_15 | 32 | 35 | 15 |  | Community gardens | コミュニティガーデン
En_32_35_33 | 32 | 35 | 33 |  | Gardens | 庭園
En_32_35_36 | 32 | 35 | 36 |  | Hard landscapes | ハードスケープ（石造人工硬質景観）
En_32_35_80 | 32 | 35 | 80 |  | Soft landscapes | ソフトスケープ（植物等による景観）
En_32_40 | 32 | 40 |  |  | Land managed entities | 土地管理用のエンティティ
En_32_40_20 | 32 | 40 | 20 |  | Cuttings | 挿し木
En_32_40_26 | 32 | 40 | 26 |  | Embankments | 堤防
En_32_40_30 | 32 | 40 | 30 |  | False cuttings | 偽挿し
En_32_40_90 | 32 | 40 | 90 |  | Trenches | トレンチ
En_32_50 | 32 | 50 |  |  | Marine and water side entities | 海辺・水辺用のエンティティ
En_32_50_20 | 32 | 50 | 20 |  | Degaussing and acoustic ranges | 消磁と音響範囲
En_32_50_22 | 32 | 50 | 22 |  | Dock buildings | ドックビル
En_32_50_44 | 32 | 50 | 44 |  | Jetties | 突堤
En_32_50_46 | 32 | 50 | 46 |  | Landing stages | 着陸段階
En_32_50_58 | 32 | 50 | 58 |  | Offshore anchorages | オフショアアンカー
En_32_50_63 | 32 | 50 | 63 |  | Piers | 桟橋
En_32_50_69 | 32 | 50 | 69 |  | Quays | 波止場
En_32_50_98 | 32 | 50 | 98 |  | Wharfs | 埠頭
En_32_60 | 32 | 60 |  |  | Pollution control entities | 汚染防止用のエンティティ
En_32_60_60 | 32 | 60 | 60 |  | Permeable reactive barriers | 透過性反応バリア
En_32_85 | 32 | 85 |  |  | Water control and retaining entities | 治水整備・水管理用のエンティティ
En_32_85_06 | 32 | 85 | 06 |  | Barrier beaches | バリアビーチ（砂州）
En_32_85_10 | 32 | 85 | 10 |  | Breakwaters | 防波堤
En_32_85_15 | 32 | 85 | 15 |  | Control gates | 制御ゲート
En_32_85_21 | 32 | 85 | 21 |  | Dams | ダム
En_32_85_23 | 32 | 85 | 23 |  | Debris screens | がれきスクリーン
En_32_85_24 | 32 | 85 | 24 |  | Dolphins | 係船柱
En_32_85_25 | 32 | 85 | 25 |  | Draw-off towers | 取水塔
En_32_85_30 | 32 | 85 | 30 |  | Flood prevention structures | 洪水防御構造
En_32_85_31 | 32 | 85 | 31 |  | Flumes | 水路
En_32_85_35 | 32 | 85 | 35 |  | Groynes | 水制
En_32_85_37 | 32 | 85 | 37 |  | High ground | 高台
En_32_85_45 | 32 | 85 | 45 |  | Levees | 堤防
En_32_85_59 | 32 | 85 | 59 |  | Outfalls | 吐き口
En_32_85_72 | 32 | 85 | 72 |  | Revetments | 護岸
En_32_85_77 | 32 | 85 | 77 |  | Sea dikes | 海の堤防
En_32_85_80 | 32 | 85 | 80 |  | Sluices | 水門
En_32_85_82 | 32 | 85 | 82 |  | Spillways | 余水路
En_32_85_84 | 32 | 85 | 84 |  | Stilling basins | 静止流域
En_32_85_96 | 32 | 85 | 96 |  | Water retaining structures | 保水構造
En_32_85_97 | 32 | 85 | 97 |  | Weirs | 堰
En_32_85_98 | 32 | 85 | 98 |  | Wells | 井戸
En_32_95 | 32 | 95 |  |  | Waterways | 水路エンティティ
En_32_95_14 | 32 | 95 | 14 |  | Channels | 水路、運河
En_32_95_16 | 32 | 95 | 16 |  | Complex culverts | 複雑な暗渠
En_32_95_23 | 32 | 95 | 23 |  | Ditches | 溝
En_32_95_59 | 32 | 95 | 59 |  | Open channels | 開渠
En_32_95_80 | 32 | 95 | 80 |  | Simple culverts | 単純な暗渠
En_32_95_85 | 32 | 95 | 85 |  | Surface water channels | 地表水路
En_32_95_86 | 32 | 95 | 86 |  | Swales | 低湿地
En_35 | 35 |  |  |  | Medical, health, welfare and sanitary entities | 医療、健康、福祉、衛生施設エンティティ | 参考：公共建築協会_施設用途
En_35_10 | 35 | 10 |  |  | Medical entities | 医療施設エンティティ | 参考：公共建築協会_施設用途
En_35_10_10 | 35 | 10 | 10 |  | Medical buildings | 医療施設
En_35_50 | 35 | 50 |  |  | Welfare entities | 福祉施設のエンティティ | 参考：公共建築協会_施設用途
En_35_50_21 | 35 | 50 | 21 |  | Day welfare buildings | 福祉施設
En_35_50_70 | 35 | 50 | 70 |  | Residential welfare buildings | 住宅福祉施設
En_35_50_94 | 35 | 50 | 94 |  | Visitor welfare buildings | 訪問者福祉施設
En_35_70 | 35 | 70 |  |  | Funerary entities | 葬斎場エンティティ
En_35_70_06 | 35 | 70 | 06 |  | Body storage buildings | ボディ保管用建物
En_35_70_10 | 35 | 70 | 10 |  | Burial buildings | 埋葬の建物
En_35_70_11 | 35 | 70 | 11 |  | Burial grounds | 埋葬地
En_35_70_30 | 35 | 70 | 30 |  | Funeral buildings | 葬儀の建物
En_35_70_60 | 35 | 70 | 60 |  | Medical chimney stacks | 医療煙突スタック
En_35_80 | 35 | 80 |  |  | Sanitary entities | 健康衛生施設エンティティ
En_35_80_10 | 35 | 80 | 10 |  | Bathing buildings | 入浴施設
En_35_80_90 | 35 | 80 | 90 |  | Toilet buildings | トイレの建物
En_35_85 | 35 | 85 |  |  | Animal entities | 動物用の工作物エンティティ
En_35_85_02 | 35 | 85 | 02 |  | Animal cage buildings | 動物ケージの建物
En_35_85_03 | 35 | 85 | 03 |  | Animal pen buildings | 動物のペンの建物
En_35_85_84 | 35 | 85 | 84 |  | Stable buildings | 安定した建物
En_35_90 | 35 | 90 |  |  | Animal medical, health, welfare and funerary entities | 動物の医療、健康、福祉、葬式、衛生施設エンティティ
En_35_90_10 | 35 | 90 | 10 |  | Animal cemeteries | 動物墓地
En_35_90_30 | 35 | 90 | 30 |  | Animal funerary buildings | 動物の葬式の建物
En_35_90_50 | 35 | 90 | 50 |  | Animal medical buildings | 動物の医療施設
En_40 | 40 |  |  |  | Recreational entities | レクリエーション・文化施設エンティティ | 説明：レクリエーション・文化施設には展示場や舞台劇などのエンティティが含まれる。
En_40_05 | 40 | 05 |  |  | Amusement entities | アミューズメント施設エンティティ | 参考：公共建築協会_施設用途
En_40_05_03 | 40 | 05 | 03 |  | Amusement buildings | アミューズメントビル
En_40_05_13 | 40 | 05 | 13 |  | Casinos | カジノ
En_40_05_27 | 40 | 05 | 27 |  | E-sport buildings | eスポーツ施設
En_40_05_42 | 40 | 05 | 42 |  | Indoor fairgrounds | 屋内遊園地
En_40_05_60 | 40 | 05 | 60 |  | Outdoor fairgrounds | 屋外遊園地
En_40_05_68 | 40 | 05 | 68 |  | Public amenities | 公共施設
En_40_20 | 40 | 20 |  |  | Dining entities | 食事施設エンティティ
En_40_20_23 | 40 | 20 | 23 |  | Dining buildings | レストラン
En_40_35 | 40 | 35 |  |  | Historic entities | 歴史的建造物・歴史的工作物エンティティ
En_40_35_10 | 40 | 35 | 10 |  | Buildings of historic interest | 歴史的記念建物・遺跡
En_40_35_36 | 40 | 35 | 36 |  | Historic buildings | 歴史的建造物
En_40_60 | 40 | 60 |  |  | Performing arts entities | 舞台芸術エンティティ | 参考：公共建築協会_施設用途
En_40_60_10 | 40 | 60 | 10 |  | Multiple performing arts buildings | 多目的舞台芸術の建物
En_40_60_70 | 40 | 60 | 70 |  | Single performing arts buildings | 単一目的舞台芸術の建物
En_40_75 | 40 | 75 |  |  | Social recreation entities | レクリエーション、文化、コミュニティ施設エンティティ | 参考：公共建築協会_施設用途
En_40_75_10 | 40 | 75 | 10 |  | Multiple social recreation buildings | 複数のソーシャルレクリエーションの建物
En_40_75_15 | 40 | 75 | 15 |  | Club houses | クラブハウス
En_40_75_70 | 40 | 75 | 70 |  | Single social recreation buildings | 単一のソーシャルレクリエーションの建物
En_40_75_94 | 40 | 75 | 94 |  | Visitor centres | ビジターセンター
En_42 | 42 |  |  |  | Sport and activity entities | 体育施設エンティティ | 参考：公共建築協会_施設用途
En_42_15 | 42 | 15 |  |  | Courts, pitches and field sports entities | 運動場・球技場・コートエンティティ | 参考：公共建築協会_施設用途
En_42_15_06 | 42 | 15 | 06 |  | Ball courts | ボールコート
En_42_15_81 | 42 | 15 | 81 |  | Sports grounds | スポーツグラウンド
En_42_15_82 | 42 | 15 | 82 |  | Sports pitches | スポーツピッチ
En_42_40 | 42 | 40 |  |  | Indoor activity entities | 屋内運動施設エンティティ
En_42_40_80 | 42 | 40 | 80 |  | Sports buildings | スポーツビル
En_42_55 | 42 | 55 |  |  | Outdoor activity entities | 屋外運動施設エンティティ
En_42_55_01 | 42 | 55 | 01 |  | Activity grounds | 屋外運動場
En_42_55_34 | 42 | 55 | 34 |  | Golf driving ranges | ゴルフ練習場
En_42_85 | 42 | 85 |  |  | Swimming entities | スイミングプールのエンティティ
En_42_85_60 | 42 | 85 | 60 |  | Outdoor swimming pools | プール（屋外）
En_42_85_83 | 42 | 85 | 83 |  | Swimming pool buildings | スイミングプール施設
En_42_90 | 42 | 90 |  |  | Water activity entities | 水遊び施設エンティティ
En_42_95 | 42 | 95 |  |  | Winter sports entities | 冬スポーツ施設エンティティ
En_42_95_40 | 42 | 95 | 40 |  | Ice rink buildings | アイススケート場
En_42_95_80 | 42 | 95 | 80 |  | Ski resort buildings | スキー場の建物
En_45 | 45 |  |  |  | Residential entities | 住宅、集合住宅エンティティ
En_45_10 | 45 | 10 |  |  | Residential buildings | 住宅エンティティ
En_45_10_39 | 45 | 10 | 39 |  | Houses | 住宅
En_45_10_47 | 45 | 10 | 47 |  | Long-term residential buildings | 長期居住用建物
En_45_10_70 | 45 | 10 | 70 |  | Short-term residential buildings | 短期住宅
En_45_10_90 | 45 | 10 | 90 |  | Temporary residential buildings | 仮設住宅
En_50 | 50 |  |  |  | Waste disposal entities | 廃棄物処理施設エンティティ | 参考：公共建築協会_施設用途
En_50_10 | 50 | 10 |  |  | Gas waste collection entities | 廃ガス収集施設エンティティ
En_50_20 | 50 | 20 |  |  | Wet waste collection entities | 含水廃棄物収集施設エンティティ
En_50_20_10 | 50 | 20 | 10 |  | Wet waste collection tanks | 湿式廃棄物収集タンク
En_50_30 | 50 | 30 |  |  | Drainage and wastewater collection | 排水・汚水収集エンティティ
En_50_30_25 | 50 | 30 | 25 |  | Drainage collection pipelines | 排水収集パイプライン
En_50_30_85 | 50 | 30 | 85 |  | Surface water collection pipelines | 地表水収集パイプライン
En_50_30_98 | 50 | 30 | 98 |  | Wastewater collection pipelines | 廃水収集パイプライン
En_50_30_99 | 50 | 30 | 99 |  | Wastewater collection structures | 廃水収集構造
En_50_40 | 50 | 40 |  |  | Dry waste collection and distribution | 固形廃棄物収集エンティティ
En_50_40_10 | 50 | 40 | 10 |  | Dry waste collection structures | 乾燥廃棄物収集構造
En_50_40_11 | 50 | 40 | 11 |  | Dry waste storage structures | 乾燥廃棄物貯蔵構造物
En_50_40_12 | 50 | 40 | 12 |  | Dry waste storage yards | 乾燥廃棄物保管ヤード
En_50_40_50 | 50 | 40 | 50 |  | Dry waste distribution structures | 乾燥廃棄物分配構造
En_50_50 | 50 | 50 |  |  | Gas waste storage, treatment and disposal | 廃ガス廃棄物の保管、処理、処分エンティティ
En_50_60 | 50 | 60 |  |  | Wet waste storage, treatment and disposal | 液体廃棄物の保管・処理・処分エンティティ
En_50_70 | 50 | 70 |  |  | Drainage storage, treatment and disposal | 排水と汚水の保管、処理、処分エンティティ
En_50_75 | 50 | 75 |  |  | Wastewater storage, treatment and disposal | 排水の保管・処理・処分エンティティ
En_50_75_15 | 50 | 75 | 15 |  | Wastewater entities | 下水エンティティ
En_50_75_40 | 50 | 75 | 40 |  | Wastewater treatment buildings | 廃水処理ビル
En_50_75_45 | 50 | 75 | 45 |  | Wastewater treatment entities | 廃水処理事業体
En_50_75_70 | 50 | 75 | 70 |  | Wastewater disposal buildings | 廃水処理ビル
En_50_75_96 | 50 | 75 | 96 |  | Wastewater storage structures | 廃水貯蔵構造物
En_50_80 | 50 | 80 |  |  | Dry waste treatment and disposal | 固形廃棄物の処理・処分エンティティ
En_50_80_40 | 50 | 80 | 40 |  | Dry waste treatment structures | 乾燥廃棄物処理構造
En_50_80_70 | 50 | 80 | 70 |  | Dry waste disposal structures | 乾燥廃棄物処理構造
En_55 | 55 |  |  |  | Piped supply entities | 配管による資源供給施設エンティティ
En_55_05 | 55 | 05 |  |  | Gas extraction, treatment and storage | ガスの抽出、処理、保管エンティティ
En_55_05_30 | 55 | 05 | 30 |  | Gas extraction structures | ガス抽出構造
En_55_05_35 | 55 | 05 | 35 |  | Gas extraction vessels | ガス抽出容器
En_55_05_38 | 55 | 05 | 38 |  | Gas extraction pipelines | ガス抽出パイプライン
En_55_05_40 | 55 | 05 | 40 |  | Gas storage tanks | ガス貯蔵タンク
En_55_05_70 | 55 | 05 | 70 |  | Gas treatment buildings | ガス処理ビル
En_55_05_75 | 55 | 05 | 75 |  | Gas treatment plant | ガス処理プラント
En_55_05_78 | 55 | 05 | 78 |  | Gas treatment pipelines | ガス処理パイプライン
En_55_10 | 55 | 10 |  |  | Liquid fuel extraction and treatment entities | 液体燃料の抽出と処理のエンティティ
En_55_10_10 | 55 | 10 | 10 |  | Oil extraction structures | 油抽出構造物
En_55_10_45 | 55 | 10 | 45 |  | Oil storage tanks | 石油貯蔵タンク
En_55_10_50 | 55 | 10 | 50 |  | Fuel treatment buildings | 燃料処理ビル
En_55_10_55 | 55 | 10 | 55 |  | Fuel treatment tanks | 燃料処理タンク
En_55_10_58 | 55 | 10 | 58 |  | Fuel treatment pipelines | 燃料処理パイプライン
En_55_15 | 55 | 15 |  |  | Water extraction and treatment entities | 水抽出および処理のエンティティ
En_55_15_10 | 55 | 15 | 10 |  | Water extraction buildings | 水抽出建物
En_55_15_15 | 55 | 15 | 15 |  | Water extraction tanks | 水抽出タンク
En_55_15_20 | 55 | 15 | 20 |  | Water extraction pipelines | 水抽出パイプライン
En_55_15_50 | 55 | 15 | 50 |  | Water treatment buildings | 水処理ビル
En_55_15_55 | 55 | 15 | 55 |  | Water treatment tanks | 水処理タンク
En_55_20 | 55 | 20 |  |  | Gas supply entities | ガス供給用のエンティティ
En_55_20_50 | 55 | 20 | 50 |  | Gas distribution structures | ガス分配構造
En_55_20_60 | 55 | 20 | 60 |  | Gas distribution pipelines | ガス分配パイプライン
En_55_30 | 55 | 30 |  |  | Fire extinguishing supply entities | 消火供給のエンティティ
En_55_40 | 55 | 40 |  |  | Steam supply entities | 蒸気供給のエンティティ
En_55_50 | 55 | 50 |  |  | Liquid fuel supply entities | 液体燃料供給のエンティティ
En_55_50_20 | 55 | 50 | 20 |  | Fuel distribution pipelines | 燃料分配パイプライン
En_55_50_45 | 55 | 50 | 45 |  | Liquid fuel distribution buildings | 液体燃料流通ビル
En_55_60 | 55 | 60 |  |  | Process liquid supply entities | 処理液供給のエンティティ
En_55_70 | 55 | 70 |  |  | Water supply entities | 水道のエンティティ
En_55_70_10 | 55 | 70 | 10 |  | Water distribution buildings | 配水用建物
En_55_70_18 | 55 | 70 | 18 |  | Water distribution pipelines | 配水パイプライン
En_55_90 | 55 | 90 |  |  | Piped solids supply entities | パイプ固形物供給のエンティティ
En_60 | 60 |  |  |  | Heating, cooling and refrigeration entities | 暖房、冷房、冷凍のエンティティ
En_60_30 | 60 | 30 |  |  | Rail and paving heating entities | 電気融雪器のエンティティ
En_60_40 | 60 | 40 |  |  | Space heating and cooling entities | 地域暖房と冷房用の施設エンティティ
En_60_40_10 | 60 | 40 | 10 |  | District heating buildings | 地域暖房ビル
En_60_40_20 | 60 | 40 | 20 |  | District heating pipelines | 地域暖房パイプライン
En_60_40_50 | 60 | 40 | 50 |  | District cooling buildings | 地域冷房ビル
En_60_40_60 | 60 | 40 | 60 |  | District cooling pipelines | 地域冷房パイプライン
En_60_60 | 60 | 60 |  |  | Refrigeration entities | 冷凍用の施設エンティティ
En_60_80 | 60 | 80 |  |  | Drying entities | 乾燥用の施設エンティティ
En_65 | 65 |  |  |  | Ventilation and air conditioning entities | 換気および空調用の施設エンティティ
En_65_40 | 65 | 40 |  |  | Ventilation entities | 換気用の施設エンティティ
En_65_40_80 | 65 | 40 | 80 |  | Shaft and tunnel ventilation plant building | シャフトとトンネル換気プラントの建物
En_65_80 | 65 | 80 |  |  | Air conditioning entities | 空調用のエンティティ
En_70 | 70 |  |  |  | Electrical power generation and distribution entities | 電力施設、配電施設エンティティ
En_70_10 | 70 | 10 |  |  | Electrical power generation entities | 電力施設エンティティ
En_70_10_10 | 70 | 10 | 10 |  | Electrical power generation buildings | 発電ビル
En_70_10_80 | 70 | 10 | 80 |  | Solar panel fields | ソーラーパネル分野
En_70_10_90 | 70 | 10 | 90 |  | Wind turbines | 風力タービン
En_70_30 | 70 | 30 |  |  | Electricity distribution and transmission entities | 配電・送電用のエンティティ
En_70_30_18 | 70 | 30 | 18 |  | Electricity transmission pylons and lines | 送電鉄塔と送電線
En_70_30_35 | 70 | 30 | 35 |  | High-voltage electricity substations | 高圧変電所
En_70_30_45 | 70 | 30 | 45 |  | Low-voltage electricity substations | 低圧変電所
En_70_30_60 | 70 | 30 | 60 |  | Overhead power distribution lines | 架空配電線
En_70_30_90 | 70 | 30 | 90 |  | Underground electricity transmission lines | 地下送電線
En_75 | 75 |  |  |  | Communications, security, safety and protection entities | 通信、セキュリティ、安全、保護施設のエンティティ
En_75_10 | 75 | 10 |  |  | Communication entities | 通信施設のエンティティ
En_75_10_10 | 75 | 10 | 10 |  | Broadcast communications buildings | 放送通信ビル
En_75_10_16 | 75 | 10 | 16 |  | Broadcast communications masts and towers | ブロードキャスト通信マストおよびタワー
En_75_10_20 | 75 | 10 | 20 |  | Data centres | データセンター
En_75_30 | 75 | 30 |  |  | Signalling entities | シグナル用施設エンティティ
En_75_30_10 | 75 | 30 | 10 |  | Peer-to-peer communications buildings | ピアツーピア通信ビル
En_75_30_18 | 75 | 30 | 18 |  | Peer-to-peer communications networks | ピアツーピア通信ネットワーク
En_75_30_78 | 75 | 30 | 78 |  | Signalling control centres | 信号制御センター
En_75_40 | 75 | 40 |  |  | Security systems entities | セキュリティシステム用のエンティティ
En_75_50 | 75 | 50 |  |  | Safety and protection entities | 安全と保護用のエンティティ
En_75_60 | 75 | 60 |  |  | Environmental safety entities | 環境安全施設エンティティ
En_75_70 | 75 | 70 |  |  | Control and management entities | 制御及び管理エンティティ
En_75_70_60 | 75 | 70 | 60 |  | Operational control centres | 運用管理センター
En_75_80 | 75 | 80 |  |  | Protection entities | 保護用のエンティティ
En_80 | 80 |  |  |  | Transport entities | 運送・交通機関エンティティ
En_80_05 | 80 | 05 |  |  | Aerospace entities | 航空宇宙施設のエンティティ
En_80_05_01 | 80 | 05 | 01 |  | Air traffic control towers | 管制塔
En_80_05_02 | 80 | 05 | 02 |  | Aircraft hangars | 航空機格納庫
En_80_05_60 | 80 | 05 | 60 |  | Passenger terminal buildings | 旅客ターミナルビル
En_80_20 | 80 | 20 |  |  | Cable transport entities | ケーブル輸送施設エンティティ
En_80_20_11 | 80 | 20 | 11 |  | Cable car entities | ケーブルカー事業体
En_80_20_12 | 80 | 20 | 12 |  | Cable car stations | ケーブルカー駅
En_80_20_86 | 80 | 20 | 86 |  | Suspended cableways | 吊り下げケーブルウェイ
En_80_35 | 80 | 35 |  |  | Road entities | 道路のエンティティ
En_80_35_01 | 80 | 35 | 01 |  | Access roads | アクセス道路
En_80_35_05 | 80 | 35 | 05 |  | Bus lanes | バスレーン
En_80_35_07 | 80 | 35 | 07 |  | Bus maintenance depots | バス整備基地
En_80_35_09 | 80 | 35 | 09 |  | Bus and coach stations | バスとコーチの駅
En_80_35_34 | 80 | 35 | 34 |  | Guided bus lanes | ガイド付きバスレーン
En_80_35_35 | 80 | 35 | 35 |  | Highway maintenance depots | 高速道路整備デポ
En_80_35_38 | 80 | 35 | 38 |  | Highway service stations | 高速道路サービスステーション
En_80_35_56 | 80 | 35 | 56 |  | Motorways | 高速道路
En_80_35_67 | 80 | 35 | 67 |  | Private roads | 私道
En_80_35_74 | 80 | 35 | 74 |  | Roads | 道路
En_80_35_77 | 80 | 35 | 77 |  | Service area buildings | サービスエリアの建物
En_80_35_88 | 80 | 35 | 88 |  | Tollgates | 料金所
En_80_35_89 | 80 | 35 | 89 |  | Tracks | トラック
En_80_35_90 | 80 | 35 | 90 |  | Truck maintenance depots | トラック整備基地
En_80_40 | 80 | 40 |  |  | Pathways | 通路のエンティティ
En_80_40_08 | 80 | 40 | 08 |  | Bridleways | あぜ道
En_80_40_10 | 80 | 40 | 10 |  | Byways | 横道
En_80_40_20 | 80 | 40 | 20 |  | Cycle pathways | 自転車路
En_80_40_30 | 80 | 40 | 30 |  | Footpaths | 歩道
En_80_40_37 | 80 | 40 | 37 |  | Hiking paths | ハイキングコース
En_80_40_66 | 80 | 40 | 66 |  | Promenades | 散歩道
En_80_40_70 | 80 | 40 | 70 |  | Rambler ways | 田舎道
En_80_40_90 | 80 | 40 | 90 |  | Trails | 山道
En_80_45 | 80 | 45 |  |  | Vehicle storage entities | 駐車場・駐輪場のエンティティ
En_80_45_08 | 80 | 45 | 08 |  | Bus parks | バスパーク
En_80_45_11 | 80 | 45 | 11 |  | Car garaging entities | 自動車ガレージエンティティ
En_80_45_17 | 80 | 45 | 17 |  | Coach parks | 高速バス駐車場
En_80_45_55 | 80 | 45 | 55 |  | Multistorey vehicle parks | 立体駐車場
En_80_45_85 | 80 | 45 | 85 |  | Surface vehicle parks | 地上車両駐車場
En_80_45_89 | 80 | 45 | 89 |  | Truck parks | トラックパーク
En_80_45_92 | 80 | 45 | 92 |  | Underground vehicle parks | 地下駐車場
En_80_50 | 80 | 50 |  |  | Railway entities | 鉄道のエンティティ
En_80_50_53 | 80 | 50 | 53 |  | Monorail entities | モノレールエンティティ
En_80_50_58 | 80 | 50 | 58 |  | Platforms | プラットフォーム
En_80_50_60 | 80 | 50 | 60 |  | Rack rail maintenance buildings | ラックレールメンテナンスビル
En_80_50_62 | 80 | 50 | 62 |  | Rack railways track entities | ラック鉄道はエンティティを追跡します
En_80_50_64 | 80 | 50 | 64 |  | Rail distribution depots | 鉄道配車庫
En_80_50_68 | 80 | 50 | 68 |  | Rail marshalling entities | レールマーシャリングエンティティ
En_80_50_71 | 80 | 50 | 71 |  | Railway corridors | 鉄道回廊
En_80_50_74 | 80 | 50 | 74 |  | Railway stations | 鉄道駅
En_80_50_76 | 80 | 50 | 76 |  | Railway sidings | 鉄道サイディング
En_80_50_78 | 80 | 50 | 78 |  | Rolling stock depots | 車両基地
En_80_50_83 | 80 | 50 | 83 |  | Station buildings | 駅舎
En_80_50_86 | 80 | 50 | 86 |  | Track maintenance depots | メンテナンスデポの追跡
En_80_50_87 | 80 | 50 | 87 |  | Trackside circuit breaker equipment buildings | 線路脇の遮断器設備
En_80_50_88 | 80 | 50 | 88 |  | Train maintenance depots | メンテナンスデポのトレーニング
En_80_50_90 | 80 | 50 | 90 |  | Tramways | 路面電車
En_80_50_94 | 80 | 50 | 94 |  | Underground railway stations | 地下鉄駅
En_80_50_95 | 80 | 50 | 95 |  | Wagon decontamination buildings | ワゴン除染棟
En_80_50_97 | 80 | 50 | 97 |  | Wagon maintenance buildings | ワゴン整備棟
En_80_70 | 80 | 70 |  |  | Marine and waterways transport entities | 海上・水上運送のエンティティ
En_80_70_06 | 80 | 70 | 06 |  | Barge loading terminals | はしけターミナル
En_80_70_11 | 80 | 70 | 11 |  | Canal channels | 運河チャンネル
En_80_70_15 | 80 | 70 | 15 |  | Canal locks | 運河水門
En_80_70_46 | 80 | 70 | 46 |  | Lake passenger terminals | 湖の旅客ターミナル
En_80_70_50 | 80 | 70 | 50 |  | Marinas | マリーナ
En_80_70_71 | 80 | 70 | 71 |  | River passenger terminals | 川旅客ターミナル
En_80_90 | 80 | 90 |  |  | Transport hub entities | 輸送ハブエンティティ
En_80_90_30 | 80 | 90 | 30 |  | Freight depots | 貨物デポ
En_80_90_66 | 80 | 90 | 66 |  | Rail freight entities | 鉄道貨物エンティティ
En_80_90_73 | 80 | 90 | 73 |  | Road freight depots | 道路貨物デポ
En_80_90_90 | 80 | 90 | 90 |  | Transport interchanges | 交通インターチェンジ
En_80_94 | 80 | 94 |  |  | Bridges | 橋エンティティ
En_80_94_30 | 80 | 94 | 30 |  | Fixed bridges | 固定橋
En_80_94_50 | 80 | 94 | 50 |  | Moveable bridges | 可動橋
En_80_96 | 80 | 96 |  |  | Tunnels and shafts | トンネル・立て抗エンティティ
En_80_96_20 | 80 | 96 | 20 |  | Drift tunnels | ドリフトトンネル
En_80_96_46 | 80 | 96 | 46 |  | Lined drift tunnels | 裏地付きドリフトトンネル
En_80_96_49 | 80 | 96 | 49 |  | Lined tunnels | 裏地付きトンネル
En_80_96_80 | 80 | 96 | 80 |  | Shafts | シャフト
En_80_96_90 | 80 | 96 | 90 |  | Tunnels | トンネル
En_80_96_91 | 80 | 96 | 91 |  | Tunnel portals | トンネルポータル
En_80_96_92 | 80 | 96 | 92 |  | Underpasses | 地下道
En_90 | 90 |  |  |  | Circulation, storage and general entities | 資源循環および貯蔵複合体エンティティ
En_90_10 | 90 | 10 |  |  | Circulation entities | 資源循環エンティティ
En_90_10_02 | 90 | 10 | 02 |  | Access stairways and walkways | 階段と歩道へのアクセス
En_90_10_62 | 90 | 10 | 62 |  | Pedestrianized areas | 歩行者天国
En_90_10_77 | 90 | 10 | 77 |  | External service areas | 外部サービスエリア
En_90_30 | 90 | 30 |  |  | Construction entities | 建設事業エンティティ
En_90_30_15 | 90 | 30 | 15 |  | Construction sites | 建設現場
En_90_30_95 | 90 | 30 | 95 |  | Work areas | 作業エリア
En_90_50 | 90 | 50 |  |  | Storage entities | 収納貯蔵庫エンティティ
En_90_50_02 | 90 | 50 | 02 |  | Agricultural storage buildings | 農業用倉庫
En_90_50_03 | 90 | 50 | 03 |  | Agricultural storage silos | 農業用貯蔵サイロ
En_90_50_28 | 90 | 50 | 28 |  | Explosives stores | 爆発物店
En_90_50_50 | 90 | 50 | 50 |  | Manufacturing tanks and silos | 製造タンクとサイロ
En_90_50_53 | 90 | 50 | 53 |  | Mineral storage silos | 鉱物貯蔵サイロ
En_90_50_55 | 90 | 50 | 55 |  | Motor vehicle storage entities | 自動車保管エンティティ
En_90_50_68 | 90 | 50 | 68 |  | Refrigerated container storage entities | 冷蔵コンテナ保管エンティティ
En_90_50_70 | 90 | 50 | 70 |  | Storage buildings | 貯蔵棟
En_90_90 | 90 | 90 |  |  | Plant and control entities | プラントと制御のエンティティ
En_90_90_09 | 90 | 90 | 09 |  | Buried services routes | 埋設路線
En_90_90_11 | 90 | 90 | 11 |  | Cable routes | ケーブルルート
En_90_90_33 | 90 | 90 | 33 |  | Gauge houses | ゲージハウス
En_90_90_35 | 90 | 90 | 35 |  | Gauging station buildings | 駅舎のゲージ
En_90_90_50 | 90 | 90 | 50 |  | Mechanical services buildings | 機械設備
En_90_90_64 | 90 | 90 | 64 |  | Plant and equipment buildings | プラントおよび機器の建物
En_90_90_68 | 90 | 90 | 68 |  | Pump houses | ポンプハウス
En_90_90_80 | 90 | 90 | 80 |  | Services routes | サービスルート

## Ac
Ac Activities - 21 October 2020 - v1.12
Code | Group | Sub group | Section | Object | Title | 日本語意訳(2020.11-BSIJ) | 出典(2020.10-BSIJ) | NBS Code | NRM | 定義Ss, Prのみ
Ac_05 | 05 |  |  |  | Project management activities | プロジェクトマネジメントの活動
Ac_05_00 | 05 | 00 |  |  | Strategy stage activities | 戦略ステージの活動
Ac_05_00_10 | 05 | 00 | 10 |  | Business case development | ビジネスケース開発
Ac_05_00_80 | 05 | 00 | 80 |  | Strategic brief preparation | 事業戦略の準備
Ac_05_00_82 | 05 | 00 | 82 |  | Strategic brief submission | 事業戦略の提出
Ac_05_10 | 05 | 10 |  |  | Brief stage activities | ブリーフステージ（基本構想）の活動
Ac_05_10_15 | 05 | 10 | 15 |  | Cost estimate preparation | 概算準備
Ac_05_10_17 | 05 | 10 | 17 |  | Cost estimate submission | 概算提出
Ac_05_10_29 | 05 | 10 | 29 |  | Feasibility study preparation | フィージビリティスタディ（FS）の準備
Ac_05_10_31 | 05 | 10 | 31 |  | Feasibility study submission | フィージビリティスタディ（FS）の提出
Ac_05_10_61 | 05 | 10 | 61 |  | Preliminary design preparation | 予備設計の準備
Ac_05_10_63 | 05 | 10 | 63 |  | Preliminary design submission | 予備設計の提出
Ac_05_10_65 | 05 | 10 | 65 |  | Project brief and objectives preparation | プロジェクト概要と目的の準備
Ac_05_10_67 | 05 | 10 | 67 |  | Project brief and objectives submission | プロジェクト概要と目的の提出
Ac_05_20 | 05 | 20 |  |  | Concept stage activities | コンセプトステージ（基本計画）の活動
Ac_05_20_15 | 05 | 20 | 15 |  | Concept cost report preparation | コンセプトコストレポートの準備
Ac_05_20_17 | 05 | 20 | 17 |  | Concept cost report submission | コンセプトコストレポートの提出
Ac_05_20_21 | 05 | 20 | 21 |  | Concept design development | 基本計画の開発 | https://www.mlit.go.jp/common/001311470.pdf
Ac_05_20_23 | 05 | 20 | 23 |  | Concept design report preparation | 基本計画レポートの作成
Ac_05_20_25 | 05 | 20 | 25 |  | Concept design report submission | 基本計画レポートの提出
Ac_05_30 | 05 | 30 |  |  | Definition stage activities | 定義ステージ（基本設計）の活動
Ac_05_30_03 | 05 | 30 | 03 |  | Agreement negotiating | 合意のための交渉
Ac_05_30_10 | 05 | 30 | 10 |  | Building regulation assessing | 建築規制評価
Ac_05_30_21 | 05 | 30 | 21 |  | Definition design cost report preparation | 基本設計コストレポートの準備
Ac_05_30_23 | 05 | 30 | 23 |  | Definition design cost report submission | 基本設計コストレポートの提出
Ac_05_30_25 | 05 | 30 | 25 |  | Definition design development | 基本設計の開発
Ac_05_30_27 | 05 | 30 | 27 |  | Definition design report preparation | 基本設計レポートの準備
Ac_05_30_28 | 05 | 30 | 28 |  | Definition design submission | 基本設計の提出
Ac_05_30_29 | 05 | 30 | 29 |  | Drainage adoption agreeing | 排水の合意
Ac_05_30_37 | 05 | 30 | 37 |  | Highways adoption agreeing | 道路境界の合意 | https://assets.publishing.service.gov.uk/government/uploads/system/uploads/attachment_data/file/847643/advice-note-on-road-adoptions.pdf
Ac_05_30_60 | 05 | 30 | 60 |  | Party wall notices agreeing | 戸境壁の合意
Ac_05_30_64 | 05 | 30 | 64 |  | Planning preparation | 計画準備
Ac_05_30_85 | 05 | 30 | 85 |  | Sustainability assessing | 持続可能性の評価
Ac_05_40 | 05 | 40 |  |  | Design stage activities | デザインステージ（実施設計）の活動
Ac_05_40_60 | 05 | 40 | 60 |  | Prototype requesting | 試作の依頼
Ac_05_40_70 | 05 | 40 | 70 |  | Sample requesting | サンプルの依頼
Ac_05_40_85 | 05 | 40 | 85 |  | Technical design cost report preparation | 実施設計のコストレポートの準備
Ac_05_40_87 | 05 | 40 | 87 |  | Technical design development | 実施設計の開発
Ac_05_40_89 | 05 | 40 | 89 |  | Technical design report preparation | 実施設計レポートの準備
Ac_05_40_91 | 05 | 40 | 91 |  | Technical design submission | 実施設計の提出
Ac_05_50 | 05 | 50 |  |  | Build and commission stage activities | 建設および試運転調整ステージの活動
Ac_05_50_15 | 05 | 50 | 15 |  | Contractor mobilizing | 請負業者の決定
Ac_05_50_41 | 05 | 50 | 41 |  | Information submitting | （工事関連）情報の提出
Ac_05_50_43 | 05 | 50 | 43 |  | Inspecting | 検査（工事監理/社内検査）
Ac_05_50_51 | 05 | 50 | 51 |  | Measuring | 数量計測（資材搬入検収など）
Ac_05_50_54 | 05 | 50 | 54 |  | Monitoring | 工事管理
Ac_05_50_60 | 05 | 50 | 60 |  | Prototype submission | 試作品の提出
Ac_05_50_70 | 05 | 50 | 70 |  | Sample submission | サンプルの提出
Ac_05_50_72 | 05 | 50 | 72 |  | Setting out | 着工
Ac_05_50_75 | 05 | 50 | 75 |  | Starting on site | 現場作業開始
Ac_05_50_85 | 05 | 50 | 85 |  | Tender analyzing | 入札結果の分析
Ac_05_50_87 | 05 | 50 | 87 |  | Tender negotiating | 入札関係の交渉
Ac_05_50_89 | 05 | 50 | 89 |  | Tender recommendation reporting | 入札後の推奨レポート
Ac_05_50_91 | 05 | 50 | 91 |  | Timber sourcing | 木材の調達 |  | 45-60-90/340 Timber procurement;
Ac_05_50_97 | 05 | 50 | 97 |  | Works commencing | 現場作業の開始
Ac_05_60 | 05 | 60 |  |  | Handover and closeout stage activities | 引渡しステージの活動
Ac_05_60_10 | 05 | 60 | 10 |  | Building contract administrating | 建築工事の契約管理
Ac_05_60_15 | 05 | 60 | 15 |  | Completing | 竣工
Ac_05_60_30 | 05 | 60 | 30 |  | Final clean | 竣工前清掃
Ac_05_60_35 | 05 | 60 | 35 |  | Handing over | 引渡し
Ac_05_60_60 | 05 | 60 | 60 |  | Partial handing over | 部分引渡し
Ac_05_60_70 | 05 | 60 | 70 |  | Rectifying non-compliant items | 不適合個所の修正
Ac_05_60_80 | 05 | 60 | 80 |  | Sectional completing | 部分竣工
Ac_05_70 | 05 | 70 |  |  | Operation and end of life stage activities | 運営と解体ステージの活動
Ac_05_70_10 | 05 | 70 | 10 |  | Building user assisting | 建物利用者の支援
Ac_05_70_48 | 05 | 70 | 48 |  | Logistics | ロジスティクス
Ac_10 | 10 |  |  |  | Preparation, construction and repair | 準備工事、建設工事、改修工事
Ac_10_10 | 10 | 10 |  |  | Deconstruction and demolition | 解体と取壊し
Ac_10_10_20 | 10 | 10 | 20 |  | Deconstruction | 解体工事（deconstruction） |  | 10-45-20/110 Deconstruction system; | 0.2.1 Demolition works (default); 7.1.1 Minor demolition and alteration works;
Ac_10_10_25 | 10 | 10 | 25 |  | Demolition | 取壊し工事(demolition) |  | 10-45-20/120 Demolition system; | 8.1.1 Site clearance; 0.2.1 Demolition works (default); 7.1.1 Minor demolition and alteration works;
Ac_10_20 | 10 | 20 |  |  | Decontamination | 除染作業
Ac_10_30 | 10 | 30 |  |  | Site clearance | 現場清掃
Ac_10_30_10 | 10 | 30 | 10 |  | Bush and scrub removal | 除草・剪定
Ac_10_30_15 | 10 | 30 | 15 |  | Constructed material clearance | 埋設構築物除去
Ac_10_30_80 | 10 | 30 | 80 |  | Soil removal | 土壌除去
Ac_10_30_90 | 10 | 30 | 90 |  | Tree removal | 木の除去
Ac_10_40 | 10 | 40 |  |  | Construction | 建設工事
Ac_10_40_08 | 10 | 40 | 08 |  | Bricklaying | 組積工事
Ac_10_40_11 | 10 | 40 | 11 |  | Carpentry and joinery | 大工および建具
Ac_10_40_13 | 10 | 40 | 13 |  | Carpet laying | カーペット敷設（内装床工事）
Ac_10_40_22 | 10 | 40 | 22 |  | Diamond drilling | ダイヤモンド掘削工事
Ac_10_40_25 | 10 | 40 | 25 |  | Ductwork installing | ダクト工事
Ac_10_40_27 | 10 | 40 | 27 |  | Electrical system installing | 電気設備工事
Ac_10_40_30 | 10 | 40 | 30 |  | Formwork installing | 型枠工事
Ac_10_40_41 | 10 | 40 | 41 |  | Internal fitting out | 内部フィッティングアウト（内装建具工事）
Ac_10_40_60 | 10 | 40 | 60 |  | Painting and decorating | 塗装工事
Ac_10_40_63 | 10 | 40 | 63 |  | Pipe fitting | 配管継手工事
Ac_10_40_65 | 10 | 40 | 65 |  | Plastering and rendering | 左官工事
Ac_10_40_67 | 10 | 40 | 67 |  | Plumbing | 給排水衛生設備工事
Ac_10_40_88 | 10 | 40 | 88 |  | Tiling | タイル工事
Ac_10_60 | 10 | 60 |  |  | Protection activities | 保護活動
Ac_10_60_90 | 10 | 60 | 90 |  | Tree protecting | 樹木の保護
Ac_10_70 | 10 | 70 |  |  | Remediation, repair and renovation | 修復・修理・改修工事
Ac_10_70_65 | 10 | 70 | 65 |  | Remediation | 修復工事
Ac_10_70_70 | 10 | 70 | 70 |  | Renovation | 改修工事（リノベーション工事）
Ac_10_70_75 | 10 | 70 | 75 |  | Repair | 修理
Ac_10_80 | 10 | 80 |  |  | Structure moving | 移築工事
Ac_15 | 15 |  |  |  | Survey activities | 測量調査の活動
Ac_15_05 | 15 | 05 |  |  | Aquatic surveying | 水文調査
Ac_15_05_11 | 15 | 05 | 11 |  | Canals surveying | 運河測量
Ac_15_05_15 | 15 | 05 | 15 |  | Coastal surveying | 海岸測量
Ac_15_05_36 | 15 | 05 | 36 |  | Hydrological surveying | 水文観測
Ac_15_05_46 | 15 | 05 | 46 |  | Lakes and ponds surveying | 湖沼調査
Ac_15_05_70 | 15 | 05 | 70 |  | Reservoirs surveying | 貯水池調査
Ac_15_05_72 | 15 | 05 | 72 |  | Rivers and streams surveying | 河川の調査
Ac_15_05_73 | 15 | 05 | 73 |  | River estuary surveying | 河口域調査
Ac_15_10 | 15 | 10 |  |  | Surveying methods | 調査手法 |  | 10-10-95/110 Underground services survey; | 11.1.2 Other consultants' fees (default);
Ac_15_10_01 | 15 | 10 | 01 |  | Acoustic surveying | 音響調査
Ac_15_10_03 | 15 | 10 | 03 |  | Aerial surveying | 空中写真測量
Ac_15_10_10 | 15 | 10 | 10 |  | Borehole surveying | ボーリング調査
Ac_15_10_14 | 15 | 10 | 14 |  | Closed-circuit television surveying | 監視カメラ（CCTV）調査
Ac_15_10_22 | 15 | 10 | 22 |  | Desk top studying | 机上での学習 |  | 10-10-45/610 Desk study for ground investigation;
Ac_15_10_32 | 15 | 10 | 32 |  | Geophysical surveying | 地球物理学的調査 |  | 10-10-75/135 Geophysical survey; | 11.1.2 Other consultants' fees (default); 0.3.1 Temporary support to adjacent structures; 9.2.6 Control and protection;
Ac_15_10_34 | 15 | 10 | 34 |  | Ground-penetrating radar surveying | 地中レーダー探査
Ac_15_10_70 | 15 | 10 | 70 |  | Radio frequency location surveying | 無線周波数による位置情報調査
Ac_15_10_80 | 15 | 10 | 80 |  | Satellite surveying | 衛星測量
Ac_15_10_90 | 15 | 10 | 90 |  | Trial holes surveying | 試掘調査
Ac_15_15 | 15 | 15 |  |  | Building services condition surveying | 建築設備点検調査 |  | 10-20-75/110 Engineering services survey; | 11.1.1 Project team and design team consultants' fees (default);
Ac_15_15_06 | 15 | 15 | 06 |  | Below-ground services surveying | 地下埋設設備調査
Ac_15_15_08 | 15 | 15 | 08 |  | Boilers, heating and hot water systems surveying | ボイラー、暖房、温水システムの調査
Ac_15_15_11 | 15 | 15 | 11 |  | Catering equipment surveying | ケータリング機器の調査
Ac_15_15_15 | 15 | 15 | 15 |  | Cold water and water treatment systems surveying | 冷水および水処理システムの調査
Ac_15_15_16 | 15 | 15 | 16 |  | Control systems surveying | 制御システム調査
Ac_15_15_28 | 15 | 15 | 28 |  | Escalator and moving pavement systems surveying | エスカレーターと動く歩道の調査
Ac_15_15_30 | 15 | 15 | 30 |  | Fire alarm systems surveying | 火災警報システムの調査
Ac_15_15_34 | 15 | 15 | 34 |  | Generators system surveying | 発電機システム調査
Ac_15_15_47 | 15 | 15 | 47 |  | Lift installation surveying | 昇降装置設置調査
Ac_15_15_48 | 15 | 15 | 48 |  | Low voltage general power electrical installations surveying | 一般低圧電気設備調査 |  | 70-70-40/130 Inspection and testing of existing electrical installations; | 7.2.1 Repairs to existing services (default);
Ac_15_15_71 | 15 | 15 | 71 |  | Refrigeration systems surveying | 冷凍システム調査
Ac_15_15_82 | 15 | 15 | 82 |  | Sprinkler systems surveying | スプリンクラーシステムの調査
Ac_15_15_95 | 15 | 15 | 95 |  | Ventilation and air conditioning systems surveying | 換気および空調システムの調査
Ac_15_20 | 15 | 20 |  |  | Ecological and environmental surveying | 生態環境調査
Ac_15_20_03 | 15 | 20 | 03 |  | Animal conservation assessment surveying | 動物保護評価調査 |  | 40-10-06/105 Animal conservation assessment survey; | 0.6.3 Other extraordinary site investigation works (default);
Ac_15_20_05 | 15 | 20 | 05 |  | Arboricultural surveying | 樹木栽培調査 |  | 10-10-75/105 Arboricultural survey; | 11.3.1 Main contractor's design consultants' fees; 11.1.2 Other consultants' fees (default); 9.2.6 Control and protection;
Ac_15_20_08 | 15 | 20 | 08 |  | Bird and pest surveying | 鳥と害虫の調査 |  | 10-10-75/106 Bird and pest survey; | 11.1.2 Other consultants' fees; 4.1.8 Bird and vermin control (default);
Ac_15_20_25 | 15 | 20 | 25 |  | Ecological building surveying | 建物の生態学調査
Ac_15_20_27 | 15 | 20 | 27 |  | Ecological site surveying | 敷地の生態学調査 |  | 10-10-75/125 Ecological survey; | 11.1.2 Other consultants' fees (default); 9.2.6 Control and protection;
Ac_15_20_28 | 15 | 20 | 28 |  | Environmental impact assessment surveying | 環境影響評価調査
Ac_15_20_40 | 15 | 20 | 40 |  | Invasive species surveying | 侵入種調査 |  | 10-10-75/140 Invasive species survey; | 11.1.2 Other consultants' fees (default); 9.2.6 Control and protection;
Ac_15_20_46 | 15 | 20 | 46 |  | Landscape character assessing | 景観特性評価
Ac_15_20_48 | 15 | 20 | 48 |  | Landscape visual assessing | 景観視覚評価
Ac_15_20_56 | 15 | 20 | 56 |  | Nuisance animal species surveying | 迷惑動物種調査 |  | 10-10-75/107 Invasive and nuisance animal species survey; | 11.1.2 Other consultants' fees; 4.1.8 Bird and vermin control (default);
Ac_15_20_58 | 15 | 20 | 58 |  | Ornithological surveying | 鳥類調査
Ac_15_20_85 | 15 | 20 | 85 |  | Strategic environmental assessing | 戦略的環境アセスメント
Ac_15_30 | 15 | 30 |  |  | Geometric surveying | 地形調査
Ac_15_30_50 | 15 | 30 | 50 |  | Measured and metric surveying | 測定およびメトリック調査
Ac_15_30_90 | 15 | 30 | 90 |  | Topographical surveying | 地形測量 |  | 10-10-75/185 Topographic survey; | 11.3.1 Main contractor's design consultants' fees; 11.1.2 Other consultants' fees (default); 9.2.6 Control and protection;
Ac_15_40 | 15 | 40 |  |  | Hazardous material surveying | 危険物調査 |  | 10-20-30/120 Deleterious materials survey; | 11.1.2 Other consultants' fees (default);
Ac_15_40_05 | 15 | 40 | 05 |  | Asbestos surveying | アスベスト調査
Ac_15_40_45 | 15 | 40 | 45 |  | Lead paint surveying | 鉛塗料調査
Ac_15_40_70 | 15 | 40 | 70 |  | Radon and hazardous ground gases surveying | ラドンと危険ガスの調査
Ac_15_45 | 15 | 45 |  |  | Historic building and site surveying | 歴史的建造物・周辺環境調査
Ac_15_45_35 | 15 | 45 | 35 |  | Historic building surveying | 歴史的な建物の調査
Ac_15_45_37 | 15 | 45 | 37 |  | Historic site surveying | 史跡調査 |  | 10-10-75/110 Assessment survey; | 11.1.3 Site investigation fees (default); 9.2.6 Control and protection;
Ac_15_50 | 15 | 50 |  |  | Building fabric surveying | 建築物の調査
Ac_15_50_10 | 15 | 50 | 10 |  | Building surveying | 建物調査 |  | 10-20-30/110 Building survey; | 11.1.2 Other consultants' fees (default); 0.3.1 Temporary support to adjacent structures;
Ac_15_50_15 | 15 | 50 | 15 |  | Concealed elements surveying | 隠ぺい物（箇所）の調査
Ac_15_50_17 | 15 | 50 | 17 |  | Concrete cover surveying | コンクリート被覆調査
Ac_15_50_20 | 15 | 50 | 20 |  | Damp ingress and excess moisture surveying | 結露調査 |  | 10-20-30/130 Specialist or elemental survey; | 11.1.2 Other consultants' fees (default);
Ac_15_50_22 | 15 | 50 | 22 |  | Dilapidations surveying | 老朽化調査
Ac_15_50_25 | 15 | 50 | 25 |  | Doors, windows and glazing surveying | ドア、窓、ガラスの調査
Ac_15_50_50 | 15 | 50 | 50 |  | Masonry surveying | 石積み調査
Ac_15_50_52 | 15 | 50 | 52 |  | Metalwork surveying | 金属加工の調査
Ac_15_50_73 | 15 | 50 | 73 |  | Roof surveying | 屋根の調査
Ac_15_50_85 | 15 | 50 | 85 |  | Structural surveying | 構造体調査 |  | 10-20-60/180 Structural appraisal; | 11.1.1 Project team and design team consultants' fees (default);
Ac_15_50_90 | 15 | 50 | 90 |  | Timber surveying | 木材調査 |  | 10-70-90/105 Timber defects survey; | 11.3.1 Main contractor's design consultants' fees; 11.1.2 Other consultants' fees (default);
Ac_15_55 | 15 | 55 |  |  | Performance surveying | 施設性能調査
Ac_15_55_02 | 15 | 55 | 02 |  | Access auditing | アクセスの監査 |  | 10-20-60/105 Access audit; | 11.1.2 Other consultants' fees (default);
Ac_15_55_04 | 15 | 55 | 04 |  | Acoustics and noise transfer surveying | 音響および騒音調査 |  | 10-20-60/110 Building fabric performance survey; | 11.1.2 Other consultants' fees (default);
Ac_15_55_06 | 15 | 55 | 06 |  | Airtightness surveying | 気密性調査
Ac_15_55_26 | 15 | 55 | 26 |  | Energy assessment surveying | エネルギー評価調査 |  | 10-20-60/125 Energy audits and assessments; | 11.1.2 Other consultants' fees (default);
Ac_15_55_30 | 15 | 55 | 30 |  | Fire protection surveying | 防火調査
Ac_15_55_75 | 15 | 55 | 75 |  | Security auditing | セキュリティ（防犯）監査 |  | 10-20-60/175 Security audit; | 11.1.2 Other consultants' fees (default);
Ac_15_60 | 15 | 60 |  |  | Rail track surveying | 鉄道測量調査
Ac_15_70 | 15 | 70 |  |  | Road and bridge surveying | 道路橋梁測量調査
Ac_15_70_70 | 15 | 70 | 70 |  | Road safety auditing | 交通安全性の監査
Ac_15_70_90 | 15 | 70 | 90 |  | Traffic surveying | 交通量調査
Ac_15_75 | 15 | 75 |  |  | Ground investigating | 地盤調査
Ac_15_75_20 | 15 | 75 | 20 |  | Geochemical surveying | 地化学調査
Ac_15_75_25 | 15 | 75 | 25 |  | Geoenvironmental exploratory investigating | 地球環境探索調査
Ac_15_75_30 | 15 | 75 | 30 |  | Geoenvironmental ground investigating | 地盤環境調査
Ac_15_75_35 | 15 | 75 | 35 |  | Geological boundaries surveying | 地質境界調査
Ac_15_75_40 | 15 | 75 | 40 |  | Geological faults surveying | 地質断層調査
Ac_15_75_45 | 15 | 75 | 45 |  | Geological surveying | 地質調査
Ac_15_75_50 | 15 | 75 | 50 |  | Geotechnical ground investigating | 地盤工学調査 |  | 10-10-45/135 Geotechnical ground investigation; | 11.1.3 Site investigation fees (default);
Ac_15_75_55 | 15 | 75 | 55 |  | Geotechnical substructure investigating | 地盤構造調査
Ac_15_75_60 | 15 | 75 | 60 |  | Ground levels surveying | 地表面の調査
Ac_15_75_65 | 15 | 75 | 65 |  | Ground water table surveying | 地下水面調査
Ac_15_75_70 | 15 | 75 | 70 |  | Preliminary site investigating | 予備的な敷地調査 |  | 10-10-45/165 Preliminary geotechnical ground investigation; | 11.1.3 Site investigation fees (default);
Ac_15_75_80 | 15 | 75 | 80 |  | Soil surveying | 土壌調査
Ac_15_80 | 15 | 80 |  |  | Site surveying | 敷地測量調査
Ac_15_80_65 | 15 | 80 | 65 |  | Preliminary site surveying | 予備的な敷地測量 |  | 10-10-75/160 Preliminary site survey; | 11.1.3 Site investigation fees (default); 9.2.6 Control and protection;
Ac_15_80_92 | 15 | 80 | 92 |  | Utilities surveying | 埋設管調査
Ac_15_90 | 15 | 90 |  |  | Tunnel surveying | トンネル測量調査
Ac_20 | 20 |  |  |  | Administrative, commercial and protective services activities | 立法、行政、オフィス、商業、安全保障の活動
Ac_20_10 | 20 | 10 |  |  | Legislative activities | 立法活動
Ac_20_10_47 | 20 | 10 | 47 |  | Legislating activities | 立法活動
Ac_20_10_66 | 20 | 10 | 66 |  | Public viewing of legislating activities | 立法活動のパブリックビューイング
Ac_20_15 | 20 | 15 |  |  | Administrative office activities | オフィス（事務）活動
Ac_20_15_15 | 20 | 15 | 15 |  | Counter service | 接客
Ac_20_15_22 | 20 | 15 | 22 |  | Desk-based office tasks | デスクワーク
Ac_20_15_50 | 20 | 15 | 50 |  | Meetings | 会議
Ac_20_15_59 | 20 | 15 | 59 |  | Office maintenance tasks | オフィスのメンテナンス作業
Ac_20_15_71 | 20 | 15 | 71 |  | Reception tasks | 受付業務
Ac_20_15_73 | 20 | 15 | 73 |  | Recruitment | 採用活動
Ac_20_45 | 20 | 45 |  |  | Motor vehicle maintenance and fuelling activities | 自動車整備と燃料補給活動
Ac_20_45_30 | 20 | 45 | 30 |  | Fuel station air and water dispensing | 給油所のエアーと水の補給
Ac_20_45_31 | 20 | 45 | 31 |  | Fuel station fuel storing | 給与所の燃料貯蔵
Ac_20_45_51 | 20 | 45 | 51 |  | Motor vehicle fuelling | 自動車の給油
Ac_20_45_53 | 20 | 45 | 53 |  | Motor vehicle maintaining | 自動車の整備
Ac_20_50 | 20 | 50 |  |  | Commercial activities | 商業活動
Ac_20_50_03 | 20 | 50 | 03 |  | Ambient products wholesale selling | 製品の卸販売
Ac_20_50_05 | 20 | 50 | 05 |  | Auctioning | オークション
Ac_20_50_12 | 20 | 50 | 12 |  | Checking out and paying | チェックアウトと支払い
Ac_20_50_22 | 20 | 50 | 22 |  | Department store retail selling | デパート小売販売
Ac_20_50_29 | 20 | 50 | 29 |  | Financial and professional services activity | 金融および専門サービス活動
Ac_20_50_32 | 20 | 50 | 32 |  | Food and drink retail selling | 飲食物の小売販売
Ac_20_50_33 | 20 | 50 | 33 |  | General retail selling | 一般小売販売
Ac_20_50_36 | 20 | 50 | 36 |  | Hair and beauty treatment activities | 髪と美容トリートメント活動
Ac_20_50_45 | 20 | 50 | 45 |  | Kiosk retail selling | キオスクでの小売販売
Ac_20_50_47 | 20 | 50 | 47 |  | Livestock wholesale selling | 畜産物の卸販売
Ac_20_50_50 | 20 | 50 | 50 |  | Mail order sorting and despatching | 通信販売の仕分けと発送
Ac_20_50_51 | 20 | 50 | 51 |  | Market retail selling | 市場小売販売
Ac_20_50_55 | 20 | 50 | 55 |  | Motor vehicle selling | 自動車販売
Ac_20_50_70 | 20 | 50 | 70 |  | Refrigerated products wholesale selling | 冷蔵品卸販売
Ac_20_50_85 | 20 | 50 | 85 |  | Supermarket retail selling | スーパーマーケットの小売販売
Ac_20_50_87 | 20 | 50 | 87 |  | Tattooing and piercing | 入れ墨とピアス
Ac_20_50_90 | 20 | 50 | 90 |  | Trying out goods | 製品の試用
Ac_20_50_96 | 20 | 50 | 96 |  | Waste and scrap wholesale selling | 廃棄物・スクラップ卸販売
Ac_20_55 | 20 | 55 |  |  | Postal communications activities | 郵便通信活動
Ac_20_55_45 | 20 | 55 | 45 |  | Letter sorting | 手紙の仕分け
Ac_20_55_60 | 20 | 55 | 60 |  | Parcel sorting | 小包の仕分け
Ac_20_60 | 20 | 60 |  |  | Military protective activities | 軍事保安活動
Ac_20_60_08 | 20 | 60 | 08 |  | Bombardment sheltering | 砲撃シェルター
Ac_20_60_70 | 20 | 60 | 70 |  | Radioactive fallout sheltering | 放射性降下物シェルター
Ac_20_62 | 20 | 62 |  |  | Parade activities | パレード（行進）活動
Ac_20_62_65 | 20 | 62 | 65 |  | Parading | パレード
Ac_20_65 | 20 | 65 |  |  | Law enforcement activities | 法律執行活動
Ac_20_65_08 | 20 | 65 | 08 |  | Breathalyzing | 飲酒検査、飲酒検問
Ac_20_65_15 | 20 | 65 | 15 |  | Counter terrorism activities | テロ対策活動
Ac_20_65_19 | 20 | 65 | 19 |  | Custody activities | 保管活動
Ac_20_65_40 | 20 | 65 | 40 |  | Identification parading | 犯罪者識別のためのパレード（行列）
Ac_20_65_59 | 20 | 65 | 59 |  | Operational activities | 運用活動
Ac_20_65_65 | 20 | 65 | 65 |  | Police detaining | 警察での拘留
Ac_20_65_87 | 20 | 65 | 87 |  | Testing for illegal substances | 違法物質の検査
Ac_20_65_94 | 20 | 65 | 94 |  | Victim examining | 被害者の検査
Ac_20_70 | 20 | 70 |  |  | Judicial activities | 司法活動
Ac_20_70_15 | 20 | 70 | 15 |  | Conducting trials and hearings | 裁判と公聴会の実施
Ac_20_70_23 | 20 | 70 | 23 |  | Defendant seating | 被告着席
Ac_20_70_27 | 20 | 70 | 27 |  | Evidence drying | 法医学証拠品乾燥
Ac_20_70_41 | 20 | 70 | 41 |  | Judicial seating | 司法席
Ac_20_70_44 | 20 | 70 | 44 |  | Jury seating | 陪審席
Ac_20_70_68 | 20 | 70 | 68 |  | Public gallery viewing | パブリックギャラリー閲覧
Ac_20_70_93 | 20 | 70 | 93 |  | Victim supporting | 被害者支援
Ac_20_70_94 | 20 | 70 | 94 |  | Vulnerable victim supporting | 脆弱な被害者支援
Ac_20_70_95 | 20 | 70 | 95 |  | Vulnerable witness supporting | 脆弱な証人のサポート
Ac_20_70_97 | 20 | 70 | 97 |  | Witness standing | 証人の立会
Ac_20_70_98 | 20 | 70 | 98 |  | Witness supporting | 証人のサポート
Ac_20_75 | 20 | 75 |  |  | Detention activities | 勾留活動
Ac_20_75_12 | 20 | 75 | 12 |  | Close supervising | 緊密な取り締まり
Ac_20_75_15 | 20 | 75 | 15 |  | Communal inmate day activities | 共同収容者の日の活動
Ac_20_75_20 | 20 | 75 | 20 |  | Detainee exercising | 運動している被拘禁者
Ac_20_75_22 | 20 | 75 | 22 |  | Detainee processing | 被留置者処理
Ac_20_75_35 | 20 | 75 | 35 |  | Guarding detainees | 拘留者の警備
Ac_20_75_38 | 20 | 75 | 38 |  | Holding of prisoners | 囚人の収容
Ac_20_75_41 | 20 | 75 | 41 |  | Inmate exercising | 受刑者の運動
Ac_20_75_44 | 20 | 75 | 44 |  | Juvenile detaining | 少年拘束
Ac_20_75_67 | 20 | 75 | 67 |  | Prison detaining | 刑務所拘束
Ac_20_75_75 | 20 | 75 | 75 |  | Secure entering and exiting | 安全な出入り
Ac_20_75_77 | 20 | 75 | 77 |  | Secure visiting | 安全な訪問
Ac_20_75_95 | 20 | 75 | 95 |  | Vehicle impounding | 車両の押収
Ac_20_80 | 20 | 80 |  |  | Weapons training activities | 射撃訓練活動
Ac_20_80_29 | 20 | 80 | 29 |  | Firearms training | 銃器トレーニング
Ac_20_80_31 | 20 | 80 | 31 |  | Firing of weapons | 武器の発砲
Ac_20_85 | 20 | 85 |  |  | Security activities | セキュリティ活動
Ac_20_85_08 | 20 | 85 | 08 |  | Biometric identifying | 生体認証
Ac_20_85_63 | 20 | 85 | 63 |  | Pedestrian security checking | 歩行者のセキュリティチェック
Ac_20_85_77 | 20 | 85 | 77 |  | Secure activities | 安全な活動
Ac_20_85_79 | 20 | 85 | 79 |  | Sensitive activities | デリケートな活動
Ac_20_85_95 | 20 | 85 | 95 |  | Vehicular security checking | 車両のセキュリティチェック
Ac_20_90 | 20 | 90 |  |  | Incident support activities | 災害現場サポート活動
Ac_20_90_31 | 20 | 90 | 31 |  | Fire training | 消防訓練
Ac_20_90_41 | 20 | 90 | 41 |  | Incident prevention | 事故防止
Ac_20_90_42 | 20 | 90 | 42 |  | Incident support | 事故サポート
Ac_20_90_78 | 20 | 90 | 78 |  | Sheltering from fire | 火事からの避難
Ac_25 | 25 |  |  |  | Cultural, educational, scientific and information activities | 文化・教育・科学・情報の活動
Ac_25_05 | 25 | 05 |  |  | Commemoration activities | 記念行事活動
Ac_25_05_15 | 25 | 05 | 15 |  | Commemoration events | 記念イベント
Ac_25_10 | 25 | 10 |  |  | Educational activities | 教育活動
Ac_25_10_05 | 25 | 10 | 05 |  | Assembling | 集まり
Ac_25_10_15 | 25 | 10 | 15 |  | Communal educational activities | 地域教育活動
Ac_25_10_26 | 25 | 10 | 26 |  | Driving tuition | 運転教育
Ac_25_10_35 | 25 | 10 | 35 |  | Group work | グループワーク
Ac_25_10_47 | 25 | 10 | 47 |  | Lecturing | 講義
Ac_25_10_71 | 25 | 10 | 71 |  | Researching | 研究
Ac_25_10_78 | 25 | 10 | 78 |  | Seminar activities | セミナー活動
Ac_25_10_84 | 25 | 10 | 84 |  | Studying | 勉強
Ac_25_10_88 | 25 | 10 | 88 |  | Teaching | 教育（教える）
Ac_25_10_90 | 25 | 10 | 90 |  | Training | 研修活動
Ac_25_20 | 25 | 20 |  |  | Design and craft activities | デザインとクラフト活動
Ac_25_20_13 | 25 | 20 | 13 |  | Ceramics making | 陶芸作り
Ac_25_20_15 | 25 | 20 | 15 |  | Craft activities | クラフト活動
Ac_25_20_21 | 25 | 20 | 21 |  | Designing | デザイン
Ac_25_20_24 | 25 | 20 | 24 |  | Drawing | ドローイング
Ac_25_20_60 | 25 | 20 | 60 |  | Painting | ペインティング
Ac_25_20_88 | 25 | 20 | 88 |  | Technical drawing | 製図
Ac_25_30 | 25 | 30 |  |  | Scientific and laboratory activities | 科学的および実験的活動
Ac_25_30_02 | 25 | 30 | 02 |  | Anechoic chamber activities | 無響室活動
Ac_25_30_04 | 25 | 30 | 04 |  | Astronomy activities | 天文学活動
Ac_25_30_07 | 25 | 30 | 07 |  | Biology activities | 生物学活動
Ac_25_30_10 | 25 | 30 | 10 |  | Bioscience activities | バイオサイエンス活動
Ac_25_30_13 | 25 | 30 | 13 |  | Chemistry activities | 化学活動
Ac_25_30_15 | 25 | 30 | 15 |  | Clinical biochemistry activities | 臨床生化学活動
Ac_25_30_16 | 25 | 30 | 16 |  | Clinical microbiology activities | 臨床微生物学活動
Ac_25_30_17 | 25 | 30 | 17 |  | Clinical pathology activities | 臨床病理活動
Ac_25_30_19 | 25 | 30 | 19 |  | Containment activities | 封じ込め活動
Ac_25_30_21 | 25 | 30 | 21 |  | Dark room activities | 暗室での活動
Ac_25_30_22 | 25 | 30 | 22 |  | Dental laboratory activities | 歯科技工所の活動
Ac_25_30_23 | 25 | 30 | 23 |  | Dissection | 解剖
Ac_25_30_26 | 25 | 30 | 26 |  | Earth sciences activities | 地球科学活動
Ac_25_30_27 | 25 | 30 | 27 |  | Engineering activities | エンジニアリング活動
Ac_25_30_28 | 25 | 30 | 28 |  | Experiment controlling | 実験制御
Ac_25_30_29 | 25 | 30 | 29 |  | Flow cytometry activities | フローサイトメトリー活動（微細な粒子を流体中に分散させ、その流体を細く流して、個々の粒子を光学的に分析する測定手法）
Ac_25_30_30 | 25 | 30 | 30 |  | Food testing | 食品検査
Ac_25_30_31 | 25 | 30 | 31 |  | Forensic science activities | 科学捜査活動
Ac_25_30_33 | 25 | 30 | 33 |  | Geology activities | 地質活動
Ac_25_30_36 | 25 | 30 | 36 |  | Hyperbaric chamber activities | 高圧チャンバー活動
Ac_25_30_46 | 25 | 30 | 46 |  | Laboratory cold activities | 低温実験活動
Ac_25_30_47 | 25 | 30 | 47 |  | Laboratory warm activities | 高温実験活動
Ac_25_30_50 | 25 | 30 | 50 |  | Material testing | 材料試験
Ac_25_30_66 | 25 | 30 | 66 |  | Physics activities | 物理学の活動
Ac_25_30_68 | 25 | 30 | 68 |  | Psychology activities | 心理学の活動
Ac_25_30_70 | 25 | 30 | 70 |  | Radiation shielded activities | 放射線防護活動
Ac_25_30_72 | 25 | 30 | 72 |  | Results interpreting | 結果の解釈
Ac_25_30_76 | 25 | 30 | 76 |  | Scientific instrument activities | 科学機器の活動
Ac_25_30_78 | 25 | 30 | 78 |  | Seismograph activities | 地震計の活動
Ac_25_30_85 | 25 | 30 | 85 |  | Sterilizing activities | 殺菌活動
Ac_25_30_89 | 25 | 30 | 89 |  | Tissue culturing | 組織培養
Ac_25_30_90 | 25 | 30 | 90 |  | Toxicology activities | 毒性学活動
Ac_25_50 | 25 | 50 |  |  | Exhibition activities | 展示活動
Ac_25_50_04 | 25 | 50 | 04 |  | Art exhibiting | アート展示
Ac_25_50_15 | 25 | 50 | 15 |  | Collection exhibiting | コレクションの展示
Ac_25_50_16 | 25 | 50 | 16 |  | Conservation of art and artefacts | アートとアーティファクトの保護
Ac_25_50_21 | 25 | 50 | 21 |  | Diorama exhibiting | ジオラマの展示
Ac_25_50_29 | 25 | 50 | 29 |  | Fauna exhibiting | 展示している動物
Ac_25_50_31 | 25 | 50 | 31 |  | Flora exhibiting | フローラ（植物）展示
Ac_25_50_65 | 25 | 50 | 65 |  | Projecting representations of the night sky | 夜空の投影表現
Ac_25_50_73 | 25 | 50 | 73 |  | Sculpture exhibiting | 彫刻展
Ac_25_50_94 | 25 | 50 | 94 |  | Viewing activities | アクティビティの表示
Ac_25_70 | 25 | 70 |  |  | Information activities | 情報活動
Ac_25_70_04 | 25 | 70 | 04 |  | Archiving | アーカイブ
Ac_25_70_05 | 25 | 70 | 05 |  | Audiovisual studying | 視聴覚勉強
Ac_25_70_11 | 25 | 70 | 11 |  | Cataloguing | 目録づくり
Ac_25_70_23 | 25 | 70 | 23 |  | Domestic book storing and reading | 国内本の保管と閲覧
Ac_25_70_30 | 25 | 70 | 30 |  | Film storing | フィルム保存
Ac_25_70_47 | 25 | 70 | 47 |  | Library storing | 図書館保管
Ac_25_70_71 | 25 | 70 | 71 |  | Reading | 読書
Ac_25_70_72 | 25 | 70 | 72 |  | Records storing | 記録の保存
Ac_25_70_76 | 25 | 70 | 76 |  | Scanning | 走査
Ac_25_90 | 25 | 90 |  |  | Worship activities | 礼拝活動
Ac_25_90_12 | 25 | 90 | 12 |  | Ceremonial worship activities | 式典礼拝
Ac_25_90_15 | 25 | 90 | 15 |  | Conducting acts of worship | 崇拝行為を行う
Ac_25_90_60 | 25 | 90 | 60 |  | Pastoral care | パストラルケア（宗教的指導者から与えられる心理療法的なケア）
Ac_25_90_67 | 25 | 90 | 67 |  | Preparing for acts of worship | 崇拝行為の準備
Ac_30 | 30 |  |  |  | Industrial activities | 産業関係の活動
Ac_30_10 | 30 | 10 |  |  | Mineral extraction activities | 鉱物採掘活動
Ac_30_10_57 | 30 | 10 | 57 |  | Offshore oil and gas drilling | オフショア石油およびガス掘削
Ac_30_10_59 | 30 | 10 | 59 |  | Onshore oil and gas drilling | 陸上石油・ガス掘削
Ac_30_10_60 | 30 | 10 | 60 |  | Opencast mining | 露天掘り
Ac_30_10_69 | 30 | 10 | 69 |  | Quarrying | 採石
Ac_30_10_91 | 30 | 10 | 91 |  | Underground mining | 地下の採掘
Ac_30_10_93 | 30 | 10 | 93 |  | Underground mine accessing | 地下坑道
Ac_30_10_94 | 30 | 10 | 94 |  | Underground mine tunnelling | 地下鉱山トンネル
Ac_30_20 | 30 | 20 |  |  | Nuclear and chemical management activities | 核および化学物質管理活動
Ac_30_20_30 | 30 | 20 | 30 |  | High heat highly enriched uranium radioactive waste managing | 高熱高濃縮ウラン放射性廃棄物管理
Ac_30_20_35 | 30 | 20 | 35 |  | High heat mixed oxide fuel radioactive waste managing | 高熱混合酸化物燃料放射性廃棄物管理
Ac_30_20_40 | 30 | 20 | 40 |  | High heat plutonium radioactive waste managing | 高熱プルトニウム放射性廃棄物管理
Ac_30_20_45 | 30 | 20 | 45 |  | High heat radioactive waste managing | 高熱放射性廃棄物管理
Ac_30_20_50 | 30 | 20 | 50 |  | High heat spent fuel radioactive waste managing | 高熱使用済み燃料放射性廃棄物管理
Ac_30_20_60 | 30 | 20 | 60 |  | Low heat depleted natural low enrichment uranium managing | 低熱減損天然低濃縮ウラン管理
Ac_30_20_65 | 30 | 20 | 65 |  | Low heat robust shielded radioactive waste managing | 低熱堅牢なシールド放射性廃棄物管理
Ac_30_20_70 | 30 | 20 | 70 |  | Low heat shielded radioactive waste managing | 低熱シールド放射性廃棄物管理
Ac_30_20_75 | 30 | 20 | 75 |  | Low heat unshielded radioactive waste managing | 低熱の非シールド放射性廃棄物管理
Ac_30_30 | 30 | 30 |  |  | Mineral processing activities | 鉱物処理活動
Ac_30_30_33 | 30 | 30 | 33 |  | Gas processing | ガス処理
Ac_30_30_58 | 30 | 30 | 58 |  | Oil processing | 石油処理
Ac_30_30_59 | 30 | 30 | 59 |  | Ore processing | 鉱石処理
Ac_30_40 | 30 | 40 |  |  | Animal and plant products processing activities | 動物および植物製品の加工活動
Ac_30_40_06 | 30 | 40 | 06 |  | Baking | ベーキング
Ac_30_40_07 | 30 | 40 | 07 |  | Bottling | 瓶詰め
Ac_30_40_09 | 30 | 40 | 09 |  | Brewing | 醸造
Ac_30_40_10 | 30 | 40 | 10 |  | Butter making | バター作り
Ac_30_40_11 | 30 | 40 | 11 |  | Canning | 缶詰
Ac_30_40_18 | 30 | 40 | 18 |  | Cheese making | チーズ作り
Ac_30_40_22 | 30 | 40 | 22 |  | Distilling | 蒸留
Ac_30_40_30 | 30 | 40 | 30 |  | Fish processing | 水産加工
Ac_30_40_32 | 30 | 40 | 32 |  | Fresh fruit and vegetable packing | 新鮮な果物と野菜のパッキング
Ac_30_40_44 | 30 | 40 | 44 |  | Juicing | 搾汁
Ac_30_40_52 | 30 | 40 | 52 |  | Meat processing | 食肉加工
Ac_30_40_54 | 30 | 40 | 54 |  | Milk processing | 乳加工
Ac_30_40_55 | 30 | 40 | 55 |  | Milling | 製粉
Ac_30_40_63 | 30 | 40 | 63 |  | Plant fibre sorting | 植物繊維の選別
Ac_30_40_65 | 30 | 40 | 65 |  | Poultry processing | 家禽の処理
Ac_30_40_80 | 30 | 40 | 80 |  | Slaughtering | 屠殺
Ac_30_40_87 | 30 | 40 | 87 |  | Tanning | なめし
Ac_30_40_88 | 30 | 40 | 88 |  | Threshing | 脱穀
Ac_30_40_89 | 30 | 40 | 89 |  | Timber sawing | 木材切断
Ac_30_40_90 | 30 | 40 | 90 |  | Tobacco drying | たばこ乾燥
Ac_30_40_96 | 30 | 40 | 96 |  | Wine making | ワイン作り
Ac_30_40_98 | 30 | 40 | 98 |  | Wool sorting | ウールの仕分け
Ac_30_50 | 30 | 50 |  |  | Manufacturing activities | 製造活動
Ac_30_50_27 | 30 | 50 | 27 |  | Electronics clean activities | クリーンルーム
Ac_30_50_30 | 30 | 50 | 30 |  | Heavy industrial activities | 重工業の活動
Ac_30_50_53 | 30 | 50 | 53 |  | Light industrial activities | 軽工業の活動
Ac_30_50_60 | 30 | 50 | 60 |  | Packaging | パッケージング
Ac_30_50_61 | 30 | 50 | 61 |  | Paint spraying | 塗装スプレー
Ac_30_50_64 | 30 | 50 | 64 |  | Printing | 印刷
Ac_30_60 | 30 | 60 |  |  | Cleaning and maintenance activities | 清掃と維持活動
Ac_30_60_12 | 30 | 60 | 12 |  | Cleaning | クリーニング
Ac_30_60_13 | 30 | 60 | 13 |  | Clothes drying and airing | 衣服の乾燥と干し
Ac_30_60_15 | 30 | 60 | 15 |  | Commercial laundering | 商業的な洗濯
Ac_30_60_22 | 30 | 60 | 22 |  | Decontaminating | 除染
Ac_30_60_23 | 30 | 60 | 23 |  | Domestic laundering | 家庭での洗濯
Ac_30_60_24 | 30 | 60 | 24 |  | Dry cleaning | ドライクリーニング
Ac_30_60_42 | 30 | 60 | 42 |  | Ironing | アイロンがけ
Ac_30_60_47 | 30 | 60 | 47 |  | Laundering | 洗濯
Ac_30_60_75 | 30 | 60 | 75 |  | Service laundering | 設備機器の洗浄？
Ac_30_60_94 | 30 | 60 | 94 |  | Vehicle washing | 洗車
Ac_30_60_96 | 30 | 60 | 96 |  | Washing up | 食器洗い
Ac_30_80 | 30 | 80 |  |  | Kinetic power generation | 機械式発電
Ac_30_85 | 30 | 85 |  |  | Marine and water storage and maintenance activities | 海洋および水の貯蔵と保守活動
Ac_30_85_08 | 30 | 85 | 08 |  | Boat repairing | ボート修理
Ac_30_85_24 | 30 | 85 | 24 |  | Dry dock ship repairing | 乾ドック（乾船渠）での船の修理
Ac_30_85_30 | 30 | 85 | 30 |  | Floating dock ship repairing | 浮きドック（浮き船渠）での船の修理
Ac_30_85_97 | 30 | 85 | 97 |  | Wet dock ship repairing | ウェットドック（係留ドック）での船の修理
Ac_30_90 | 30 | 90 |  |  | Warehousing and distribution activities | 倉庫保管および流通活動
Ac_30_90_33 | 30 | 90 | 33 |  | Goods delivery | 納品
Ac_30_90_48 | 30 | 90 | 48 |  | Loading and unloading | 上げ下ろし
Ac_30_90_80 | 30 | 90 | 80 |  | Sorting and distributing | 並べ替えと配布
Ac_30_90_96 | 30 | 90 | 96 |  | Warehousing | 倉庫
Ac_32 | 32 |  |  |  | Water and land management activities | 農林水産関係の活動
Ac_32_10 | 32 | 10 |  |  | Agricultural and horticultural activities | 農業および園芸活動
Ac_32_10_02 | 32 | 10 | 02 |  | Agricultural maintenance | 農業保全
Ac_32_10_26 | 32 | 10 | 26 |  | Farmyard activities | 農場活動
Ac_32_10_27 | 32 | 10 | 27 |  | Fertilizing | 受精
Ac_32_10_29 | 32 | 10 | 29 |  | Fish cultivating | 魚の養殖
Ac_32_10_34 | 32 | 10 | 34 |  | Glasshouse growing | 温室栽培
Ac_32_10_35 | 32 | 10 | 35 |  | Harvesting | 収穫
Ac_32_10_36 | 32 | 10 | 36 |  | Hedge laying | 生け垣
Ac_32_10_38 | 32 | 10 | 38 |  | Horticultural activities | 園芸活動
Ac_32_10_42 | 32 | 10 | 42 |  | Irrigating | かんがい
Ac_32_10_47 | 32 | 10 | 47 |  | Livestock activities | 家畜活動
Ac_32_10_52 | 32 | 10 | 52 |  | Milking | 搾乳
Ac_32_10_55 | 32 | 10 | 55 |  | Mushroom cultivating | きのこ栽培
Ac_32_10_61 | 32 | 10 | 61 |  | Pest management | 害虫管理
Ac_32_10_64 | 32 | 10 | 64 |  | Ploughing | 耕す
Ac_32_10_66 | 32 | 10 | 66 |  | Poultry rearing | 家禽飼育
Ac_32_10_68 | 32 | 10 | 68 |  | Propagating | 増殖
Ac_32_10_70 | 32 | 10 | 70 |  | Pruning | 剪定
Ac_32_10_77 | 32 | 10 | 77 |  | Sheep shearing | 剪毛
Ac_32_10_78 | 32 | 10 | 78 |  | Sheep dipping | 洗羊
Ac_32_10_79 | 32 | 10 | 79 |  | Silviculture | 造林
Ac_32_10_80 | 32 | 10 | 80 |  | Sowing | 播種（種まき）
Ac_32_10_94 | 32 | 10 | 94 |  | Viticulture | ぶどう栽培
Ac_32_10_96 | 32 | 10 | 96 |  | Weed management | 雑草管理
Ac_32_50 | 32 | 50 |  |  | Marine and water activities | 海洋・水辺活動
Ac_32_50_30 | 32 | 50 | 30 |  | Flood defending | 洪水防御
Ac_32_50_38 | 32 | 50 | 38 |  | Harbour protecting | 港湾保護
Ac_32_50_94 | 32 | 50 | 94 |  | Vessel berthing | 船舶停泊
Ac_32_50_95 | 32 | 50 | 95 |  | Vessel launching | 船舶進水
Ac_32_60 | 32 | 60 |  |  | Natural spaces activities | 自然空間活動
Ac_32_60_27 | 32 | 60 | 27 |  | Erosion | 侵食
Ac_32_60_30 | 32 | 60 | 30 |  | Flooding | 洪水
Ac_35 | 35 |  |  |  | Medical, health, welfare and sanitary activities | 医療、健康、福祉、衛生の活動
Ac_35_10 | 35 | 10 |  |  | Medical activities | 医療活動
Ac_35_10_08 | 35 | 10 | 08 |  | Birthing | 出産
Ac_35_10_10 | 35 | 10 | 10 |  | Burns treating | 火傷治療
Ac_35_10_15 | 35 | 10 | 15 |  | Consulting | コンサルティング
Ac_35_10_31 | 35 | 10 | 31 |  | First aiding | 応急処置
Ac_35_10_36 | 35 | 10 | 36 |  | Hearing testing | 聴覚検査
Ac_35_10_39 | 35 | 10 | 39 |  | Hydrotherapy | ハイドロセラピー
Ac_35_10_42 | 35 | 10 | 42 |  | Intensive caring | 集中治療
Ac_35_10_43 | 35 | 10 | 43 |  | Isolation caring | 隔離
Ac_35_10_51 | 35 | 10 | 51 |  | Medical scanning | 医療スキャン（CTやMRI）
Ac_35_10_53 | 35 | 10 | 53 |  | Midwifery | 助産
Ac_35_10_57 | 35 | 10 | 57 |  | Nursing | 看護
Ac_35_10_58 | 35 | 10 | 58 |  | Occupational therapy | 作業療法
Ac_35_10_61 | 35 | 10 | 61 |  | Patient examining | 患者の検査
Ac_35_10_62 | 35 | 10 | 62 |  | Patient screening | 患者のスクリーニング
Ac_35_10_64 | 35 | 10 | 64 |  | Pharmaceutical dispensing | 調剤
Ac_35_10_65 | 35 | 10 | 65 |  | Phototherapy | 光線療法
Ac_35_10_66 | 35 | 10 | 66 |  | Physiotherapy | 理学療法
Ac_35_10_70 | 35 | 10 | 70 |  | Radiography | X線診療
Ac_35_10_71 | 35 | 10 | 71 |  | Radiotherapy | 放射線療法
Ac_35_10_74 | 35 | 10 | 74 |  | Rehabilitating | リハビリ
Ac_35_10_85 | 35 | 10 | 85 |  | Surgical operating | 外科手術
Ac_35_50 | 35 | 50 |  |  | Welfare activities | 福祉活動
Ac_35_50_21 | 35 | 50 | 21 |  | Day care | デイケア
Ac_35_50_42 | 35 | 50 | 42 |  | Infant caring | 乳幼児の世話
Ac_35_60 | 35 | 60 |  |  | Food management activities | 食品管理活動
Ac_35_60_16 | 35 | 60 | 16 |  | Cooking | 料理
Ac_35_60_30 | 35 | 60 | 30 |  | Food preparation | 食品の調理
Ac_35_60_31 | 35 | 60 | 31 |  | Food serving | 食品の給仕
Ac_35_70 | 35 | 70 |  |  | Funerary activities | 葬斎活動
Ac_35_70_04 | 35 | 70 | 04 |  | Ash urn storing | 灰つぼ収納
Ac_35_70_10 | 35 | 70 | 10 |  | Burial | 土葬
Ac_35_70_18 | 35 | 70 | 18 |  | Cremating | 火葬
Ac_35_70_42 | 35 | 70 | 42 |  | Interment in a vault or tomb | 円蓋または墳墓での埋葬
Ac_35_80 | 35 | 80 |  |  | Sanitary activities | 健康衛生活動
Ac_35_80_06 | 35 | 80 | 06 |  | Baby changing | おむつ交換
Ac_35_80_07 | 35 | 80 | 07 |  | Bathing | 入浴
Ac_35_80_80 | 35 | 80 | 80 |  | Showering | シャワー
Ac_35_85 | 35 | 85 |  |  | Animal activities | 動物関係の活動
Ac_35_85_02 | 35 | 85 | 02 |  | Animal care | 動物の世話
Ac_35_85_04 | 35 | 85 | 04 |  | Animal exercising | 動物の運動
Ac_35_85_88 | 35 | 85 | 88 |  | Tack maintaining | タック（馬具等）の維持
Ac_35_90 | 35 | 90 |  |  | Animal medical, health, welfare, funerary and sanitary activities | 動物の医療・健康・福祉・葬祭・健康衛生活動
Ac_35_90_25 | 35 | 90 | 25 |  | Animal drug dispensing | 動物用医薬品の調剤
Ac_35_90_32 | 35 | 90 | 32 |  | Animal funerary activities | 動物の葬儀活動
Ac_35_90_34 | 35 | 90 | 34 |  | Animal grooming | 動物のグルーミング
Ac_35_90_39 | 35 | 90 | 39 |  | Animal hydrotherapy | 動物のハイドロセラピー
Ac_35_90_59 | 35 | 90 | 59 |  | Veterinary caring | 獣医療
Ac_40 | 40 |  |  |  | Recreational activities | レクリエーション活動
Ac_40_05 | 40 | 05 |  |  | Amusement activities | アミューズメント活動
Ac_40_05_03 | 40 | 05 | 03 |  | Amusement arcade activities | 娯楽アーケード活動
Ac_40_05_33 | 40 | 05 | 33 |  | Gambling | ギャンブル
Ac_40_05_35 | 40 | 05 | 35 |  | Gaming | ゲーム
Ac_40_05_42 | 40 | 05 | 42 |  | Indoor fairground riding | 屋内遊園地遊び
Ac_40_05_58 | 40 | 05 | 58 |  | Observing | 観察
Ac_40_05_59 | 40 | 05 | 59 |  | Outdoor activities | 野外活動
Ac_40_05_60 | 40 | 05 | 60 |  | Outdoor fairground riding | 屋外遊園地遊び
Ac_40_05_63 | 40 | 05 | 63 |  | Playing | 遊ぶ
Ac_40_05_89 | 40 | 05 | 89 |  | Theme park activities | テーマパーク活動
Ac_40_20 | 40 | 20 |  |  | Dining activities | 食事活動
Ac_40_20_09 | 40 | 20 | 09 |  | Beverage dispensing | 飲料提供
Ac_40_20_27 | 40 | 20 | 27 |  | Enclosed dining | 屋内での飲食
Ac_40_20_28 | 40 | 20 | 28 |  | Food dispensing | 料理提供
Ac_40_20_59 | 40 | 20 | 59 |  | Outdoor dining | 屋外での飲食
Ac_40_35 | 40 | 35 |  |  | Historic recreational activities | 歴史レクリエーション活動
Ac_40_35_37 | 40 | 35 | 37 |  | Historic earthworks exploring | 遺構探訪
Ac_40_35_38 | 40 | 35 | 38 |  | Historic ruins exploring | 遺跡探訪
Ac_40_35_39 | 40 | 35 | 39 |  | Historic sites exploring | 史跡探訪
Ac_40_60 | 40 | 60 |  |  | Performing arts performance activities | 舞台芸術のパフォーマンス活動
Ac_40_60_13 | 40 | 60 | 13 |  | Circus performing | サーカス
Ac_40_60_21 | 40 | 60 | 21 |  | Dancing | ダンス
Ac_40_60_29 | 40 | 60 | 29 |  | Fashion showing | ファッションショー
Ac_40_60_30 | 40 | 60 | 30 |  | Filming | 撮影
Ac_40_60_31 | 40 | 60 | 31 |  | Film screening | 映画上映
Ac_40_60_38 | 40 | 60 | 38 |  | Indoor music performing | 室内音楽演奏
Ac_40_60_40 | 40 | 60 | 40 |  | Indoor theatre activities | 屋内劇場上演
Ac_40_60_55 | 40 | 60 | 55 |  | Music recording | 音楽録音
Ac_40_60_58 | 40 | 60 | 58 |  | Outdoor music performing | 野外音楽演奏
Ac_40_60_59 | 40 | 60 | 59 |  | Outdoor theatre activities | 野外劇場上演
Ac_40_65 | 40 | 65 |  |  | Performing arts ancillary activities | 舞台芸術の補助的な活動
Ac_40_65_02 | 40 | 65 | 02 |  | Amphitheatre seating | 円形劇場の収容
Ac_40_65_03 | 40 | 65 | 03 |  | Artiste changing and make-up activities | 演者の衣装替え、化粧
Ac_40_65_04 | 40 | 65 | 04 |  | Audience breaking out | 観客の入場
Ac_40_65_05 | 40 | 65 | 05 |  | Audience seating | 観客の着席
Ac_40_65_06 | 40 | 65 | 06 |  | Backstage activities | 舞台裏の活動
Ac_40_65_55 | 40 | 65 | 55 |  | Music recording controlling | 録音の制御
Ac_40_65_59 | 40 | 65 | 59 |  | Overhead scenery storing | 舞台フライズ
Ac_40_65_76 | 40 | 65 | 76 |  | Scenery controlling | 舞台装置管理
Ac_40_65_79 | 40 | 65 | 79 |  | Sound controlling | 音響コントロール
Ac_40_65_80 | 40 | 65 | 80 |  | Sound excluding | 音響除去
Ac_40_65_88 | 40 | 65 | 88 |  | Theatrical lighting controlling | 劇場照明制御
Ac_40_65_89 | 40 | 65 | 89 |  | Theatrical rehearsing | 演劇リハーサル
Ac_42 | 42 |  |  |  | Sports activities | スポーツ活動
Ac_42_15 | 42 | 15 |  |  | Court, pitch and field sport activities | コート、ピッチ、フィールドでのスポーツ活動
Ac_42_15_30 | 42 | 15 | 30 |  | Field athletics | 陸上フィールド競技
Ac_42_15_42 | 42 | 15 | 42 |  | Indoor court sports | 屋内コートスポーツ
Ac_42_15_58 | 42 | 15 | 58 |  | Outdoor court sports | 野外コートスポーツ
Ac_42_15_59 | 42 | 15 | 59 |  | Outdoor field sports | 野外フィールドスポーツ
Ac_42_15_90 | 42 | 15 | 90 |  | Track athletics | 陸上トラック競技
Ac_42_40 | 42 | 40 |  |  | Indoor sports activities | 屋内スポーツ活動
Ac_42_40_09 | 42 | 40 | 09 |  | Bouldering | ボルダリング
Ac_42_40_14 | 42 | 40 | 14 |  | Climbing wall activities | クライミングウォールアクティビティ
Ac_42_40_28 | 42 | 40 | 28 |  | Exercising | エクササイズ
Ac_42_40_37 | 42 | 40 | 37 |  | Gymnastics | 体操
Ac_42_40_79 | 42 | 40 | 79 |  | Snooker, billiards and pool | ビリヤード
Ac_42_40_90 | 42 | 40 | 90 |  | Ten pin bowling | ボウリング
Ac_42_40_92 | 42 | 40 | 92 |  | Track cycling | トラックサイクリング
Ac_42_55 | 42 | 55 |  |  | Outdoor sports activities | 野外スポーツ活動
Ac_42_55_01 | 42 | 55 | 01 |  | Archery | アーチェリー
Ac_42_55_07 | 42 | 55 | 07 |  | BMX cycling | BMXサイクリング
Ac_42_55_08 | 42 | 55 | 08 |  | Bowling | ボウリング
Ac_42_55_18 | 42 | 55 | 18 |  | Cross-country cycling | クロスカントリーサイクリング
Ac_42_55_19 | 42 | 55 | 19 |  | Cross-country rallying | クロスカントリーラリー
Ac_42_55_20 | 42 | 55 | 20 |  | Cross-country running | クロスカントリーランニング
Ac_42_55_23 | 42 | 55 | 23 |  | Dog racing | ドッグレース
Ac_42_55_26 | 42 | 55 | 26 |  | Equestrian dressage | 馬上馬術
Ac_42_55_27 | 42 | 55 | 27 |  | Equestrian cross country eventing | 馬術クロスカントリーイベント
Ac_42_55_28 | 42 | 55 | 28 |  | Equestrian show jumping | 馬術ショージャンプ
Ac_42_55_30 | 42 | 55 | 30 |  | Fishing | 釣り
Ac_42_55_34 | 42 | 55 | 34 |  | Golfing | ゴルフ
Ac_42_55_39 | 42 | 55 | 39 |  | Horse racing | 競馬
Ac_42_55_40 | 42 | 55 | 40 |  | Hunting | 狩猟
Ac_42_55_53 | 42 | 55 | 53 |  | Motor racing | 自動車レース
Ac_42_55_58 | 42 | 55 | 58 |  | Orienteering | オリエンテーリング
Ac_42_55_60 | 42 | 55 | 60 |  | Parkour | パルクール
Ac_42_55_70 | 42 | 55 | 70 |  | Recreational cycling | レクリエーションサイクリング
Ac_42_55_71 | 42 | 55 | 71 |  | Recreational walking | レクリエーションウォーキング
Ac_42_55_72 | 42 | 55 | 72 |  | Riding | ライディング
Ac_42_55_74 | 42 | 55 | 74 |  | Running | ランニング
Ac_42_55_76 | 42 | 55 | 76 |  | Skateboarding | スケートボード
Ac_42_55_82 | 42 | 55 | 82 |  | Speedway racing | スピードウェイレーシング
Ac_42_80 | 42 | 80 |  |  | Sports ancillary activities | スポーツ支援活動
Ac_42_80_15 | 42 | 80 | 15 |  | Corporate and VIP spectating | スポンサー企業とVIPの観戦
Ac_42_80_50 | 42 | 80 | 50 |  | Manager and coach seating | マネージャーとコーチ席
Ac_42_80_65 | 42 | 80 | 65 |  | Press spectating | プレス観戦
Ac_42_80_72 | 42 | 80 | 72 |  | Reserves seating | 予約席
Ac_42_85 | 42 | 85 |  |  | Swimming activities | スイミング
Ac_42_85_15 | 42 | 85 | 15 |  | Competition swimming | 競泳
Ac_42_85_22 | 42 | 85 | 22 |  | Diving | ダイビング
Ac_42_85_71 | 42 | 85 | 71 |  | Recreational swimming | レクリエーション水泳
Ac_42_85_80 | 42 | 85 | 80 |  | Spa activities | スパ活動
Ac_42_85_92 | 42 | 85 | 92 |  | Underwater observation | 水中観察
Ac_42_85_94 | 42 | 85 | 94 |  | Water flume, slide and tube riding | 水路、スライド、チューブライディング
Ac_42_85_95 | 42 | 85 | 95 |  | Water polo | 水球
Ac_42_85_97 | 42 | 85 | 97 |  | Wave riding | 波乗り
Ac_42_85_98 | 42 | 85 | 98 |  | Whirlpool bath activities | ジャグジー風呂活動
Ac_42_90 | 42 | 90 |  |  | Water activities | 水遊びの活動
Ac_42_90_11 | 42 | 90 | 11 |  | Canoe slalom | カヌースラローム
Ac_42_90_12 | 42 | 90 | 12 |  | Canoe sprint | カヌースプリント
Ac_42_90_50 | 42 | 90 | 50 |  | Motor-boating | モーターボート
Ac_42_90_73 | 42 | 90 | 73 |  | Rowing | ローイング
Ac_42_90_75 | 42 | 90 | 75 |  | Sailing | セーリング
Ac_42_90_97 | 42 | 90 | 97 |  | Waterskiing | 水上スキー
Ac_42_90_98 | 42 | 90 | 98 |  | White-water canoeing | 急流カヌー
Ac_42_90_99 | 42 | 90 | 99 |  | White-water rafting | 急流ラフティング
Ac_42_95 | 42 | 95 |  |  | Winter sports activities | ウィンタースポーツ活動
Ac_42_95_02 | 42 | 95 | 02 |  | Alpine skiing | アルペンスキー
Ac_42_95_08 | 42 | 95 | 08 |  | Bobsleighing | ボブスレー
Ac_42_95_19 | 42 | 95 | 19 |  | Cross-country skiing | クロスカントリースキー
Ac_42_95_20 | 42 | 95 | 20 |  | Curling | カーリング
Ac_42_95_32 | 42 | 95 | 32 |  | Freestyle skiing | フリースタイル・スキー
Ac_42_95_40 | 42 | 95 | 40 |  | Ice skating | アイススケート
Ac_42_95_41 | 42 | 95 | 41 |  | Ice hockey | アイスホッケー
Ac_42_95_49 | 42 | 95 | 49 |  | Luge | リュージュ
Ac_42_95_76 | 42 | 95 | 76 |  | Short track speed skating | ショートトラックスピードスケート
Ac_42_95_77 | 42 | 95 | 77 |  | Skeleton sledding | スケルトンそり
Ac_42_95_78 | 42 | 95 | 78 |  | Skiing | スキー
Ac_42_95_79 | 42 | 95 | 79 |  | Ski jumping | スキージャンプ
Ac_42_95_80 | 42 | 95 | 80 |  | Snowboarding | スノーボード
Ac_42_95_83 | 42 | 95 | 83 |  | Speed skating | スピードスケート
Ac_45 | 45 |  |  |  | Residential activities | 居住関係の活動
Ac_45_30 | 45 | 30 |  |  | External living activities | 野外居住活動
Ac_45_30_11 | 45 | 30 | 11 |  | Camping | キャンプ
Ac_45_30_12 | 45 | 30 | 12 |  | Caravanning | キャラバニング
Ac_45_30_33 | 45 | 30 | 33 |  | Gardening | ガーデニング
Ac_45_45 | 45 | 45 |  |  | Living activities | 居住活動
Ac_45_45_14 | 45 | 45 | 14 |  | Communal socializing | 共同社会化
Ac_45_45_22 | 45 | 45 | 22 |  | Dining | 食事
Ac_45_45_79 | 45 | 45 | 79 |  | Sleeping | 睡眠
Ac_45_70 | 45 | 70 |  |  | Residential support activities | 住宅支援活動
Ac_45_70_16 | 45 | 70 | 16 |  | Concierge servicing | コンシェルジュサービス
Ac_45_70_93 | 45 | 70 | 93 |  | Utility activities | 水光熱関係の活動
Ac_50 | 50 |  |  |  | Waste disposal activities | 廃棄物処理関係の活動
Ac_50_40 | 50 | 40 |  |  | Dry waste collecting | 固形廃棄物の収集
Ac_50_40_72 | 50 | 40 | 72 |  | Refuse storing | ごみの入庫
Ac_50_40_78 | 50 | 40 | 78 |  | Scrapping | ごみの廃棄
Ac_55 | 55 |  |  |  | Piped supply activities | 配管による資源供給の活動
Ac_55_60 | 55 | 60 |  |  | Piped supply installations testing | 供給配管の設備試験
Ac_55_60_30 | 55 | 60 | 30 |  | Fire suppression installation testing | 消火設備の設置試験
Ac_55_60_68 | 55 | 60 | 68 |  | Public health installation testing | 公衆衛生施設の設置試験
Ac_55_60_96 | 55 | 60 | 96 |  | Water supply installation testing | 水道の設置試験
Ac_55_65 | 55 | 65 |  |  | Piped supply systems commissioning | 供給配管システムの試運転
Ac_55_65_31 | 55 | 65 | 31 |  | Fire suppression systems commissioning | 消火システムの試運転
Ac_55_65_96 | 55 | 65 | 96 |  | Water supply systems commissioning | 給水システムの試運転
Ac_60 | 60 |  |  |  | Heating, cooling and refrigeration activities | 暖房、冷房、冷凍関係の活動
Ac_60_60 | 60 | 60 |  |  | Heating and chilled water installations testing | 暖房および冷水の設備試験
Ac_60_60_13 | 60 | 60 | 13 |  | Chilled water installations testing | 冷水設備の試験
Ac_60_60_36 | 60 | 60 | 36 |  | Heating installations testing | 暖房設備の試験
Ac_60_60_63 | 60 | 60 | 63 |  | Heating and cooling plant and equipment testing | 冷暖房プラントおよび機器の試験
Ac_60_60_65 | 60 | 60 | 65 |  | Pressure testing pipework | 圧力試験の配管工事
Ac_60_65 | 60 | 65 |  |  | Heating and cooling systems and plant commissioning | 冷暖房システムとプラントの試運転
Ac_60_65_06 | 60 | 65 | 06 |  | Boilers commissioning | ボイラーの試運転
Ac_60_65_13 | 60 | 65 | 13 |  | Chilled water systems commissioning | 冷水システムの試運転
Ac_60_65_36 | 60 | 65 | 36 |  | Heating systems commissioning | 暖房システムの試運転
Ac_60_65_70 | 60 | 65 | 70 |  | Refrigeration plant and equipment commissioning | 冷凍プラント設備の試運転
Ac_65 | 65 |  |  |  | Ventilation and air conditioning activities | 換気および空調関係の活動
Ac_65_60 | 65 | 60 |  |  | Ventilation and air conditioning installation testing | 換気および空調の設備設置試験
Ac_65_60_01 | 65 | 60 | 01 |  | Air conditioning plant and equipment testing | 空調設備と機器の試験
Ac_65_60_02 | 65 | 60 | 02 |  | Air supply installations testing | 給気設備の試験
Ac_65_60_63 | 65 | 60 | 63 |  | Ventilation plant and equipment testing | 換気プラントおよび機器の試験
Ac_65_65 | 65 | 65 |  |  | Ventilation and air conditioning systems commissioning | 換気および空調調和システムの試運転
Ac_65_65_02 | 65 | 65 | 02 |  | Air systems commissioning | 空調システムの試運転
Ac_70 | 70 |  |  |  | Electrical activities | 電気関係の活動
Ac_70_60 | 70 | 60 |  |  | Electrical installations testing | 電気の設備試験
Ac_70_60_28 | 70 | 60 | 28 |  | Emergency lighting installations testing | 非常用照明設備の試験
Ac_70_60_37 | 70 | 60 | 37 |  | High voltage electrical installations testing | 高電圧電気設備の試験
Ac_70_60_46 | 70 | 60 | 46 |  | Lighting installations testing | 照明設備の試験
Ac_70_60_47 | 70 | 60 | 47 |  | Lightning protection installations testing | 避雷設備の設置試験
Ac_70_60_49 | 70 | 60 | 49 |  | Low voltage electrical installation testing and inspecting | 低電圧電気設備の試験と検査 |  | 70-70-40/120 Inspection and testing of minor electrical installation work; | 5.8.1 Electrical mains and sub-mains distribution;
Ac_70_65 | 70 | 65 |  |  | Electrical systems commissioning | 電気システムの試運転
Ac_70_65_46 | 70 | 65 | 46 |  | Lighting systems commissioning | 照明システムの試運転
Ac_75 | 75 |  |  |  | Communications, security, safety and protection activities | 通信、セキュリティ、安全、保護の活動
Ac_75_60 | 75 | 60 |  |  | Communications, security, safety and protection installations testing | 通信、セキュリティ、安全および保護の設備試験
Ac_75_60_01 | 75 | 60 | 01 |  | Access control systems testing | アクセス制御システムの設備試験
Ac_75_60_04 | 75 | 60 | 04 |  | Audiovisual systems testing | 視聴覚システムの設備試験
Ac_75_60_15 | 75 | 60 | 15 |  | Control systems testing | 制御システムの設備試験
Ac_75_60_30 | 75 | 60 | 30 |  | Fire protection installation testing | 防火設備の設置試験
Ac_75_60_42 | 75 | 60 | 42 |  | Intruder alarm systems testing | 侵入者警報システムの設備試験
Ac_75_60_47 | 75 | 60 | 47 |  | Lifts testing | リフトの設備試験
Ac_75_60_80 | 75 | 60 | 80 |  | Security systems testing | セキュリティシステムの設備試験
Ac_75_60_85 | 75 | 60 | 85 |  | Surveillance equipment installations testing | 監視機器の設置試験
Ac_75_60_92 | 75 | 60 | 92 |  | Telecommunications systems testing | 通信システムの設備試験
Ac_75_65 | 75 | 65 |  |  | Communications, security, safety and protection systems commissioning | 通信、セキュリティ、安全および保護システムの試運転
Ac_75_65_01 | 75 | 65 | 01 |  | Access control systems commissioning | アクセス制御システムの試運転
Ac_75_65_04 | 75 | 65 | 04 |  | Audiovisual systems commissioning | 視聴覚システムの試運転
Ac_75_65_15 | 75 | 65 | 15 |  | Control systems commissioning | 制御システムの試運転
Ac_75_65_30 | 75 | 65 | 30 |  | Fire alarm systems commissioning | 火災警報システムの試運転
Ac_75_65_42 | 75 | 65 | 42 |  | Intruder alarm systems commissioning | 侵入者警報システムの試運転
Ac_75_65_47 | 75 | 65 | 47 |  | Lifts commissioning | リフトの試運転
Ac_75_65_80 | 75 | 65 | 80 |  | Security systems commissioning | セキュリティシステムの試運転
Ac_75_65_85 | 75 | 65 | 85 |  | Surveillance systems commissioning | 監視システムの試運転
Ac_75_65_92 | 75 | 65 | 92 |  | Telecommunications systems commissioning | 通信システムの試運転
Ac_80 | 80 |  |  |  | Transport activities | 輸送・交通機関の活動
Ac_80_00 | 80 | 00 |  |  | Accommodation works activities | 宿泊施設の活動
Ac_80_05 | 80 | 05 |  |  | Aerospace ground activities | 航空宇宙基地活動
Ac_80_05_02 | 80 | 05 | 02 |  | Aeroplane landing | 飛行機の着陸
Ac_80_05_03 | 80 | 05 | 03 |  | Aeroplane take-off | 飛行機の離陸
Ac_80_05_05 | 80 | 05 | 05 |  | Aircraft manoeuvring | 航空機の操縦
Ac_80_05_06 | 80 | 05 | 06 |  | Aircraft manoeuvring buffering | 航空機の操縦バッファリング
Ac_80_05_07 | 80 | 05 | 07 |  | Aircraft standing | 航空機の待機
Ac_80_05_09 | 80 | 05 | 09 |  | Airport controlling | 空港管理
Ac_80_05_33 | 80 | 05 | 33 |  | Glider landing | グライダーの着陸
Ac_80_05_34 | 80 | 05 | 34 |  | Glider take-off | グライダーの離陸
Ac_80_05_36 | 80 | 05 | 36 |  | Hang gliding landing | ハンググライダーの着陸
Ac_80_05_37 | 80 | 05 | 37 |  | Hang gliding take-off | ハンググライダーの離陸
Ac_80_05_38 | 80 | 05 | 38 |  | Helicopter landing | ヘリコプターの着陸
Ac_80_05_39 | 80 | 05 | 39 |  | Helicopter take-off | ヘリコプターの離陸
Ac_80_05_82 | 80 | 05 | 82 |  | Spacecraft landing | 宇宙船の着陸
Ac_80_05_84 | 80 | 05 | 84 |  | Spacecraft take-off | 宇宙船の離陸
Ac_80_10 | 80 | 10 |  |  | Loading and embarkation activities | 荷物積込みおよび乗船活動
Ac_80_10_04 | 80 | 10 | 04 |  | Aircraft fuelling | 航空機への給油
Ac_80_10_06 | 80 | 10 | 06 |  | Baggage claiming | 手荷物の受け取り
Ac_80_10_07 | 80 | 10 | 07 |  | Baggage handling | 手荷物の取り扱い
Ac_80_10_08 | 80 | 10 | 08 |  | Baggage loading | 手荷物の積み込み
Ac_80_10_12 | 80 | 10 | 12 |  | Cargo handling | 貨物の取り扱い
Ac_80_10_13 | 80 | 10 | 13 |  | Cargo loading | 貨物の積み込み
Ac_80_10_20 | 80 | 10 | 20 |  | Customs controlling | 税関の管理
Ac_80_10_60 | 80 | 10 | 60 |  | Passenger arriving | 乗客の到着
Ac_80_10_61 | 80 | 10 | 61 |  | Passenger departing | 乗客の出発
Ac_80_10_62 | 80 | 10 | 62 |  | Passenger disembarking | 乗客の降機
Ac_80_10_63 | 80 | 10 | 63 |  | Passenger embarking | 乗客の搭乗
Ac_80_10_64 | 80 | 10 | 64 |  | Passenger gathering | 乗客の採集
Ac_80_10_65 | 80 | 10 | 65 |  | Passport controlling | パスポートの管理
Ac_80_10_86 | 80 | 10 | 86 |  | Ticketing | 発券
Ac_80_15 | 80 | 15 |  |  | Aerospace maintenance activities | 航空宇宙関係の整備活動
Ac_80_15_01 | 80 | 15 | 01 |  | Aircraft cleaning | 航空機の清掃
Ac_80_15_02 | 80 | 15 | 02 |  | Aircraft maintaining | 航空機の整備
Ac_80_15_04 | 80 | 15 | 04 |  | Aircraft repairing | 航空機の修理
Ac_80_15_79 | 80 | 15 | 79 |  | Spacecraft cleaning | 宇宙船の清掃
Ac_80_15_80 | 80 | 15 | 80 |  | Spacecraft maintaining | 宇宙船の維持
Ac_80_15_81 | 80 | 15 | 81 |  | Spacecraft preparing | 宇宙船の準備
Ac_80_15_82 | 80 | 15 | 82 |  | Spacecraft repairing | 宇宙船の修理
Ac_80_20 | 80 | 20 |  |  | Cableway activities | ケーブルウェイ（索道）活動
Ac_80_20_13 | 80 | 20 | 13 |  | Cableway travelling | 空中ケーブルの走行
Ac_80_30 | 80 | 30 |  |  | Cable transport storage and maintenance activities | ケーブル輸送の保管および維持活動
Ac_80_30_34 | 80 | 30 | 34 |  | Gondola repair and cleaning | ゴンドラの修理と清掃
Ac_80_30_35 | 80 | 30 | 35 |  | Gondola storing | ゴンドラの保管
Ac_80_35 | 80 | 35 |  |  | Highway activities | 自動車道路関係の活動
Ac_80_35_08 | 80 | 35 | 08 |  | Bus manoeuvring | バスの操縦
Ac_80_35_12 | 80 | 35 | 12 |  | Car manoeuvring | 自動車の操縦
Ac_80_35_16 | 80 | 35 | 16 |  | Carriageway separating | 車道分離
Ac_80_35_24 | 80 | 35 | 24 |  | Driving | 運転
Ac_80_35_46 | 80 | 35 | 46 |  | Laying-by and passing | 敷設と通過
Ac_80_35_63 | 80 | 35 | 63 |  | Pedestrian crossing | 歩行者の横断
Ac_80_35_64 | 80 | 35 | 64 |  | Pedestrian standing | 歩行者の立ち止まり
Ac_80_35_70 | 80 | 35 | 70 |  | Railway crossing | 踏切
Ac_80_35_73 | 80 | 35 | 73 |  | Road buffering | 道路緩衝帯
Ac_80_35_90 | 80 | 35 | 90 |  | Truck manoeuvring | トラックの操縦
Ac_80_35_95 | 80 | 35 | 95 |  | Vehicle manoeuvring | 車両の操縦
Ac_80_45 | 80 | 45 |  |  | Highway storage and maintenance activities | 自動車道路での保管と維持活動
Ac_80_45_09 | 80 | 45 | 09 |  | Bus standing | バス停泊
Ac_80_45_40 | 80 | 45 | 40 |  | Indoor vehicle parking | 屋内駐車
Ac_80_45_59 | 80 | 45 | 59 |  | Outdoor vehicle parking | 屋外駐車
Ac_80_45_91 | 80 | 45 | 91 |  | Truck standing | トラック停泊
Ac_80_45_94 | 80 | 45 | 94 |  | Vehicle fuelling and charging | 車両の燃料補給と充電
Ac_80_45_95 | 80 | 45 | 95 |  | Vehicle inspecting | 車両の検査
Ac_80_45_96 | 80 | 45 | 96 |  | Vehicle servicing | 車両の整備
Ac_80_50 | 80 | 50 |  |  | Railway activities | 鉄道関係の活動
Ac_80_50_50 | 80 | 50 | 50 |  | Marshalling | マーシャリング（誘導）
Ac_80_50_70 | 80 | 50 | 70 |  | Rail over passing | 鉄道オーバーパス
Ac_80_50_71 | 80 | 50 | 71 |  | Rail signal controlling | 鉄道信号制御
Ac_80_50_73 | 80 | 50 | 73 |  | Railway track buffering | 線路の緩衝
Ac_80_50_75 | 80 | 50 | 75 |  | Railway travel | 鉄道旅行
Ac_80_50_76 | 80 | 50 | 76 |  | Rail under passing | 鉄道アンダーパス
Ac_80_50_90 | 80 | 50 | 90 |  | Train stopping | 電車の停車
Ac_80_60 | 80 | 60 |  |  | Rail storage and maintenance activities | 鉄道施設の保管と維持活動
Ac_80_60_11 | 80 | 60 | 11 |  | Carriage cleaning | 馬車のクリーニング
Ac_80_60_26 | 80 | 60 | 26 |  | Engine fuelling | エンジンの給油
Ac_80_60_27 | 80 | 60 | 27 |  | Engine inspecting | エンジンの検査
Ac_80_60_28 | 80 | 60 | 28 |  | Engine servicing | エンジンの整備
Ac_80_60_29 | 80 | 60 | 29 |  | Engine washing | エンジンの洗浄
Ac_80_60_70 | 80 | 60 | 70 |  | Rail repairing | 鉄路の修理
Ac_80_70 | 80 | 70 |  |  | Marine way and waterway activities | 海上および水上の活動
Ac_80_70_11 | 80 | 70 | 11 |  | Canal level changing | 運河の水位変更（閘門）
Ac_80_70_12 | 80 | 70 | 12 |  | Canal travelling | 運河での旅行
Ac_80_70_37 | 80 | 70 | 37 |  | Harbour level changing | 港湾の水位変化
Ac_80_94 | 80 | 94 |  |  | Bridge function | 橋梁機能
Ac_80_94_41 | 80 | 94 | 41 |  | Bridge inspecting | 橋梁の点検
Ac_80_94_60 | 80 | 94 | 60 |  | Passing over a bridge | 橋梁を渡る
Ac_80_94_90 | 80 | 94 | 90 |  | Passing under a bridge | 橋梁の下を通る
Ac_85 | 85 |  |  |  | Operation and maintenance activities | 運用および維持活動
Ac_85_10 | 85 | 10 |  |  | Barrier and fence maintenance activities | 障壁とフェンスの維持活動
Ac_85_10_06 | 85 | 10 | 06 |  | Barrier maintenance | 障壁の維持 |  | 25-25-60/190 Barrier maintenance system; | 8.4.4 Barriers and guardrails (default); 2.7.2 Balustrades and handrails; 2.5.5 Subsidiary walls, balustrades and proprietary balconies;
Ac_85_10_30 | 85 | 10 | 30 |  | Fencing maintenance | フェンスの維持 |  | 25-20-30/190 Fencing maintenance system; | 8.4.1 Fencing and railings (default); 8.4.4 Barriers and guardrails;
Ac_85_10_45 | 85 | 10 | 45 |  | Kerbs and channels maintenance | 縁石と水路の維持 |  | 20-85-45/190 Maintenance system for kerbs and channels; | 8.6.1 Surface water and foul water drainage; 2.2.3 Drainage to balconies; 8.2.1 Roads, paths and pavings (default); 2.3.4 Roof drainage; 8.5.1 Site/street furniture and equipment;
Ac_85_10_95 | 85 | 10 | 95 |  | Vehicle restraint systems maintenance | 車両の拘束システムの維持 |  | 25-20-85/190 Vehicle restraint system maintenance; | 8.4.1 Fencing and railings; 8.4.4 Barriers and guardrails (default);
Ac_85_30 | 85 | 30 |  |  | Flora maintenance activities | 植物の維持活動
Ac_85_30_01 | 85 | 30 | 01 |  | Amenity grass maintenance | 芝生の維持 |  | 40-35-35/190 Amenity grass maintenance system; | 8.3.1 Seeding and turfing (default);
Ac_85_30_02 | 85 | 30 | 02 |  | Amenity planting maintenance | アメニティ植栽の維持 |  | 40-35-00/190 Amenity planting maintenance system; | 8.3.2 External planting (default);
Ac_85_30_04 | 85 | 30 | 04 |  | Aquatic and wetland planting maintenance | 水生および湿地植栽の維持 |  | 40-30-00/190 Aquatic and wetland planting maintenance system; | 8.3.2 External planting (default);
Ac_85_30_28 | 85 | 30 | 28 |  | External container planting maintenance | 外置き鉢植え植栽の維持 |  | 40-40-25/190 Container planting maintenance system; | 8.3.3 Irrigation systems; 8.3.2 External planting (default);
Ac_85_30_30 | 85 | 30 | 30 |  | Forestry maintenance | 森林の維持 |  | 40-35-30/191 Forestry maintenance system; | 8.3.2 External planting (default);
Ac_85_30_37 | 85 | 30 | 37 |  | Hedgerow maintenance | 生け垣の維持 |  | 40-35-30/190 Hedgerow maintenance system; | 8.3.2 External planting (default);
Ac_85_30_40 | 85 | 30 | 40 |  | Internal container planting maintenance | 室内鉢植え植栽の維持 |  | 40-40-40/190 Container planting maintenance system; | 4.1.7 Internal planting (default);
Ac_85_30_47 | 85 | 30 | 47 |  | Living roof maintenance | 屋上緑化の維持 |  | 40-40-45/190 Living roof maintenance system; | 2.3.2 Roof coverings (default);
Ac_85_30_50 | 85 | 30 | 50 |  | Meadow grass maintenance | 牧草の維持 |  | 40-35-35/195 Meadow grass maintenance system; | 8.3.1 Seeding and turfing (default);
Ac_85_30_80 | 85 | 30 | 80 |  | Sports turf maintenance | スポーツ芝生の維持 |  | 40-35-35/197 Sports turf maintenance system; | 8.3.1 Seeding and turfing (default);
Ac_85_30_95 | 85 | 30 | 95 |  | Vegetation control maintenance | 植生の管理維持 |  | 35-70-41/190 Vegetation control maintenance system; | 0.1.3 Eradication of plant growth; 4.1.7 Internal planting; 8.3.2 External planting (default);
Ac_85_30_97 | 85 | 30 | 97 |  | Wildflowers meadow maintenance | 野草草原の維持
Ac_85_50 | 85 | 50 |  |  | Marine maintenance activities | 海上の維持活動
Ac_85_50_24 | 85 | 50 | 24 |  | Dredging | 浚渫
Ac_85_60 | 85 | 60 |  |  | Paving maintenance activities | 舗装の維持活動
Ac_85_60_02 | 85 | 60 | 02 |  | Asphalt paving maintenance | アスファルト舗装の維持 |  | 20-15-05/190 Asphalt paving maintenance system; | 2.4.2 Stair/ramp finishes; 3.2.1 Finishes to floors; 2.3.2 Roof coverings; 8.2.1 Roads, paths and pavings (default);
Ac_85_60_04 | 85 | 60 | 04 |  | Asphalt sports paving maintenance | アスファルトスポーツ舗装の維持 |  | 20-15-05/195 Asphalt sports paving maintenance system; | 2.4.2 Stair/ramp finishes; 8.2.2 Special surfacings and pavings (default); 3.2.1 Finishes to floors; 2.3.2 Roof coverings;
Ac_85_60_10 | 85 | 60 | 10 |  | Bound aggregate paving maintenance | 樹脂結合舗装の維持 |  | 20-15-35/190 Bound aggregate paving maintenance system; | 7.6.2 Concrete repairs; 2.4.2 Stair/ramp finishes; 8.2.2 Special surfacings and pavings (default); 3.2.1 Finishes to floors; 2.3.2 Roof coverings;
Ac_85_60_50 | 85 | 60 | 50 |  | Mat and sheet paving maintenance | マットとシート舗装の維持 |  | 20-15-50/190 Mat and sheet paving maintenance system; | 2.4.2 Stair/ramp finishes; 8.2.2 Special surfacings and pavings (default); 3.2.1 Finishes to floors; 2.3.2 Roof coverings;
Ac_85_60_80 | 85 | 60 | 80 |  | Sport or play paving maintenance | スポーツまたはプレイ舗装の維持 |  | 20-15-35/195 Sport or play paving maintenance system; | 2.4.2 Stair/ramp finishes; 8.2.2 Special surfacings and pavings (default); 3.2.1 Finishes to floors; 2.3.2 Roof coverings;
Ac_85_60_82 | 85 | 60 | 82 |  | Sports or play unbound paving maintenance | スポーツや遊びの無制限の舗装維持 |  | 20-15-85/195 Sports or play unbound paving maintenance system; | 8.2.2 Special surfacings and pavings (default);
Ac_85_60_92 | 85 | 60 | 92 |  | Unbound paving maintenance | アンバウンド舗装の維持 |  | 20-15-85/190 Unbound paving maintenance system; | 8.2.1 Roads, paths and pavings (default);
Ac_85_60_93 | 85 | 60 | 93 |  | Unit paving maintenance | ユニット舗装維持 |  | 20-15-90/190 Unit paving maintenance system; | 2.4.2 Stair/ramp finishes; 2.3.2 Roof coverings; 8.2.1 Roads, paths and pavings (default);
Ac_85_65 | 85 | 65 |  |  | Plant and controls operating | プラントと制御装置の操作
Ac_85_65_08 | 85 | 65 | 08 |  | Boiler operating | ボイラー運転
Ac_85_65_15 | 85 | 65 | 15 |  | Controlling | 管理
Ac_85_65_26 | 85 | 65 | 26 |  | Electrical switching | 電気的切り替え
Ac_85_65_27 | 85 | 65 | 27 |  | Equipment operating | 機器の稼働
Ac_85_65_32 | 85 | 65 | 32 |  | Furnace operating | 炉の操業
Ac_85_65_42 | 85 | 65 | 42 |  | Incinerating | 焼却
Ac_85_65_48 | 85 | 65 | 48 |  | Lift machine operating | リフト機械操作
Ac_85_65_50 | 85 | 65 | 50 |  | Meter checking | メーターチェック
Ac_85_65_64 | 85 | 65 | 64 |  | Plant operating | 工場稼働
Ac_85_65_77 | 85 | 65 | 77 |  | Server operating | サーバー稼働
Ac_85_65_90 | 85 | 65 | 90 |  | Transformer operating | 変圧器の作動
Ac_85_70 | 85 | 70 |  |  | Retrospective application activities | 遡及活動
Ac_85_70_40 | 85 | 70 | 40 |  | Insulating and waterproofing retrofitted living roofs | 屋上緑化への改造の断熱と防水 |  | 40-40-45/105 Insulation and waterproofing system for retrofitted living roofs; | 2.3.2 Roof coverings (default);
Ac_85_70_70 | 85 | 70 | 70 |  | Retrospective applying of fire retardant treatment | 難燃処理遡及
Ac_85_70_75 | 85 | 70 | 75 |  | Retrospective applying of preservative treatment | 防腐処理遡及
Ac_90 | 90 |  |  |  | Circulation and plant activities | 資源循環および植物活動
Ac_90_10 | 90 | 10 |  |  | Circulation activities | 資源循環活動
Ac_90_10_02 | 90 | 10 | 02 |  | Air blocking | 空気の遮断
Ac_90_10_14 | 90 | 10 | 14 |  | Circulating between rooms | 部屋間の循環
Ac_90_10_16 | 90 | 10 | 16 |  | Covered walking | 庇下通行
Ac_90_10_24 | 90 | 10 | 24 |  | Dropping-off and collecting | 乗降
Ac_90_10_27 | 90 | 10 | 27 |  | Entering and exiting | 出入り
Ac_90_10_34 | 90 | 10 | 34 |  | Goods conveying | 荷物運搬
Ac_90_10_49 | 90 | 10 | 49 |  | Lift stopping and calling | 吊上げ停止と呼び出し
Ac_90_10_50 | 90 | 10 | 50 |  | Lift travelling | 吊上げ走行
Ac_90_10_77 | 90 | 10 | 77 |  | Sheltering | 退避（保護）
Ac_90_10_78 | 90 | 10 | 78 |  | Shoppers moving and circulation | 買い物客の回遊
Ac_90_10_93 | 90 | 10 | 93 |  | Uncovered walking | Uncovered walking
Ac_90_10_96 | 90 | 10 | 96 |  | Wheelchair travelling | 車いすでの移動
Ac_90_20 | 90 | 20 |  |  | Common activities | コモン（共用）の活動
Ac_90_20_09 | 90 | 20 | 09 |  | Briefing | ブリーフィング
Ac_90_20_13 | 90 | 20 | 13 |  | Changing | 変化
Ac_90_20_42 | 90 | 20 | 42 |  | Interviewing | 面接
Ac_90_20_69 | 90 | 20 | 69 |  | Queuing | 行列待ち
Ac_90_20_72 | 90 | 20 | 72 |  | Resting | 休憩
Ac_90_20_82 | 90 | 20 | 82 |  | Spectator seating | 観客収容
Ac_90_20_83 | 90 | 20 | 83 |  | Spectator standing | 観客立往生
Ac_90_20_96 | 90 | 20 | 96 |  | Waiting | 待合い
Ac_90_50 | 90 | 50 |  |  | Storing activities | 収納貯蔵の活動
Ac_90_50_02 | 90 | 50 | 02 |  | Aircraft storing | 航空機保管
Ac_90_50_04 | 90 | 50 | 04 |  | Arms storing | 武器保管
Ac_90_50_06 | 90 | 50 | 06 |  | Baggage storing | 手荷物保管
Ac_90_50_07 | 90 | 50 | 07 |  | Beer storing | ビール保管
Ac_90_50_09 | 90 | 50 | 09 |  | Blood storing | 血液貯蔵
Ac_90_50_10 | 90 | 50 | 10 |  | Boat storing | ボート保管
Ac_90_50_11 | 90 | 50 | 11 |  | Cargo storing | 貨物保管
Ac_90_50_13 | 90 | 50 | 13 |  | Chemicals storing | 化学品保管
Ac_90_50_14 | 90 | 50 | 14 |  | Clothes storing | 衣服保管
Ac_90_50_15 | 90 | 50 | 15 |  | Cold storing | 冷蔵保管
Ac_90_50_24 | 90 | 50 | 24 |  | Dry waste storing | 乾燥廃棄物保管
Ac_90_50_25 | 90 | 50 | 25 |  | Evidence storing | 証拠の保管
Ac_90_50_26 | 90 | 50 | 26 |  | Explosives storing | 爆発物保管
Ac_90_50_28 | 90 | 50 | 28 |  | Feed storing | 飼料保管
Ac_90_50_29 | 90 | 50 | 29 |  | Flammable chemicals storing | 可燃性薬品の保管
Ac_90_50_30 | 90 | 50 | 30 |  | Food storing | 食品保管
Ac_90_50_32 | 90 | 50 | 32 |  | Fuel storing | 燃料貯蔵
Ac_90_50_34 | 90 | 50 | 34 |  | Gas storing | ガス貯蔵
Ac_90_50_35 | 90 | 50 | 35 |  | General storing | 一般保管
Ac_90_50_36 | 90 | 50 | 36 |  | Glider storing | グライダー保管
Ac_90_50_37 | 90 | 50 | 37 |  | Goods storing | グッズ保管
Ac_90_50_39 | 90 | 50 | 39 |  | Grain storing | 穀物貯蔵
Ac_90_50_41 | 90 | 50 | 41 |  | Hang glider storing | ハンググライダー保管
Ac_90_50_42 | 90 | 50 | 42 |  | Hazardous waste storing | 有害廃棄物の保管
Ac_90_50_44 | 90 | 50 | 44 |  | Helicoptor storing | ヘリコプター保管
Ac_90_50_47 | 90 | 50 | 47 |  | Left luggage storing | 左荷物保管
Ac_90_50_52 | 90 | 50 | 52 |  | Medical records storing | 医療記録の保管
Ac_90_50_53 | 90 | 50 | 53 |  | Mineral storing | ミネラル保管
Ac_90_50_58 | 90 | 50 | 58 |  | Oil storing | オイル貯蔵
Ac_90_50_59 | 90 | 50 | 59 |  | Outdoor storing | 屋外保管
Ac_90_50_65 | 90 | 50 | 65 |  | Pharmacy storing | 薬局保管
Ac_90_50_70 | 90 | 50 | 70 |  | Raw materials storing | 原材料保管
Ac_90_50_75 | 90 | 50 | 75 |  | Scientific equipment storing | 科学機器保管
Ac_90_50_77 | 90 | 50 | 77 |  | Secure storing | 安全な保管
Ac_90_50_80 | 90 | 50 | 80 |  | Solid fuel storing | 固形燃料貯蔵
Ac_90_50_84 | 90 | 50 | 84 |  | Storage of human remains | 遺骨の保管
Ac_90_50_91 | 90 | 50 | 91 |  | Vehicle storing | 車両保管
Ac_90_50_92 | 90 | 50 | 92 |  | Walk-in clothes storing | ウォークインクローゼット
Ac_90_50_93 | 90 | 50 | 93 |  | Waste gas storing | 廃ガス貯留
Ac_90_50_94 | 90 | 50 | 94 |  | Waste liquids storing | 廃液貯留
Ac_90_50_95 | 90 | 50 | 95 |  | Waste solids storing | 固形廃棄物の保管
Ac_90_50_96 | 90 | 50 | 96 |  | Water storing | 貯水
Ac_90_50_97 | 90 | 50 | 97 |  | Wet waste storing | 湿った廃棄物の保管
Ac_90_50_98 | 90 | 50 | 98 |  | Wine storing | ワイン保管

## SL
SL Spaces/ locations - 21 October 2020 - v1.18
Code | Group | Sub group | Section | Object | Title | 日本語意訳(2020.11-BSIJ) | 出典(2020.10-BSIJ) | NBS Code | NRM | 定義Ss, Prのみ
SL_20 | 20 |  |  |  | Administrative, commercial and protective service spaces | 立法、行政、オフィス、商業、安全保障のための空間
SL_20_10 | 20 | 10 |  |  | Legislative spaces | 立法活動の空間
SL_20_10_47 | 20 | 10 | 47 |  | Legislative chambers | 議場
SL_20_10_49 | 20 | 10 | 49 |  | Legislative chamber viewing galleries | 傍聴席
SL_20_15 | 20 | 15 |  |  | Administrative spaces | オフィス活動の空間
SL_20_15_27 | 20 | 15 | 27 |  | Enclosed offices | 個室オフィス
SL_20_15_50 | 20 | 15 | 50 |  | Meeting rooms | 会議室
SL_20_15_59 | 20 | 15 | 59 |  | Offices | 事務所
SL_20_15_61 | 20 | 15 | 61 |  | Open-plan offices | オープンプランのオフィス
SL_20_15_71 | 20 | 15 | 71 |  | Reception areas | 受付エリア
SL_20_45 | 20 | 45 |  |  | Motor vehicle maintenance and fuelling spaces | 自動車整備および燃料補給空間
SL_20_45_27 | 20 | 45 | 27 |  | Electric motor vehicle charging points | 電気自動車充電ポイント
SL_20_45_29 | 20 | 45 | 29 |  | Fuel filling station air and water points | 給油所のエアーと水の補充ポイント
SL_20_45_30 | 20 | 45 | 30 |  | Fuel filling station forecourts | 給油場
SL_20_45_31 | 20 | 45 | 31 |  | Fuel filling station tanks areas | 給油所タンクエリア
SL_20_45_53 | 20 | 45 | 53 |  | Motor vehicle maintenance areas | 自動車整備エリア
SL_20_45_95 | 20 | 45 | 95 |  | Vehicle inspection pits | 車検ピット
SL_20_45_96 | 20 | 45 | 96 |  | Vehicle servicing areas | 車両整備エリア
SL_20_50 | 20 | 50 |  |  | Commercial spaces | 商業活動の空間
SL_20_50_03 | 20 | 50 | 03 |  | Ambient wholesale spaces | 卸売場周辺
SL_20_50_05 | 20 | 50 | 05 |  | Auction rooms | オークションルーム
SL_20_50_10 | 20 | 50 | 10 |  | Beauty salons | 美容院
SL_20_50_12 | 20 | 50 | 12 |  | Checkout points | チェックアウト（会計処理）のポイント
SL_20_50_22 | 20 | 50 | 22 |  | Department store shop floors | デパートショップフロア
SL_20_50_29 | 20 | 50 | 29 |  | Financial and professional services outlets | 金融および専門サービス窓口
SL_20_50_30 | 20 | 50 | 30 |  | Fitting rooms | 試着室
SL_20_50_32 | 20 | 50 | 32 |  | Food and drink outlets | 飲食店
SL_20_50_36 | 20 | 50 | 36 |  | Hair and beauty salons | ヘア＆ビューティーサロン
SL_20_50_37 | 20 | 50 | 37 |  | Hair salons | 美容院
SL_20_50_47 | 20 | 50 | 47 |  | Livestock auction rooms | 家畜オークションルーム
SL_20_50_51 | 20 | 50 | 51 |  | Market stalls | 露店
SL_20_50_55 | 20 | 50 | 55 |  | Motor vehicle showrooms | 自動車ショールーム
SL_20_50_70 | 20 | 50 | 70 |  | Refrigerated wholesale spaces | 冷蔵卸売スペース
SL_20_50_72 | 20 | 50 | 72 |  | Retail kiosks | 小売キオスク
SL_20_50_85 | 20 | 50 | 85 |  | Supermarket shop floors | スーパーマーケットの売場
SL_20_50_86 | 20 | 50 | 86 |  | Tan spray booths | 日焼けスプレーブース
SL_20_50_87 | 20 | 50 | 87 |  | Tattoo and piercing parlours | タトゥーとピアッシングパーラー
SL_20_50_96 | 20 | 50 | 96 |  | Waste and scrap yards | ゴミ置き場
SL_20_55 | 20 | 55 |  |  | Postal communications spaces | 郵便通信の空間
SL_20_55_45 | 20 | 55 | 45 |  | Letter sorting offices | 手紙仕分けオフィス
SL_20_55_50 | 20 | 55 | 50 |  | Mail order sorting and despatch facilities | 通信販売の仕分けおよび発送機能
SL_20_55_60 | 20 | 55 | 60 |  | Parcel sorting offices | 小包仕分けオフィス
SL_20_55_65 | 20 | 55 | 65 |  | Post rooms | メール室
SL_20_60 | 20 | 60 |  |  | Military protective spaces | 軍事保安のための空間
SL_20_60_08 | 20 | 60 | 08 |  | Bombardment shelters | 砲撃シェルター
SL_20_60_27 | 20 | 60 | 27 |  | Emergency shelters | 緊急避難所
SL_20_60_70 | 20 | 60 | 70 |  | Radiation protection shelters | 放射線防護シェルター
SL_20_60_98 | 20 | 60 | 98 |  | War emergency centres | 戦争救急センター
SL_20_62 | 20 | 62 |  |  | Parade spaces | パレード（行進）の空間
SL_20_62_65 | 20 | 62 | 65 |  | Parade grounds | パレード場
SL_20_65 | 20 | 65 |  |  | Law enforcement spaces | 法律執行活動の機関
SL_20_65_15 | 20 | 65 | 15 |  | Command and control spaces | コマンドおよびコントロールスペース
SL_20_65_28 | 20 | 65 | 28 |  | Examination rooms | 取調室
SL_20_65_39 | 20 | 65 | 39 |  | Identification control rooms | 識別管理室
SL_20_65_40 | 20 | 65 | 40 |  | Identification suites | 識別スイート
SL_20_65_41 | 20 | 65 | 41 |  | Interview monitoring rooms | インタビュー監視室
SL_20_65_42 | 20 | 65 | 42 |  | Interview rooms | インタビュールーム
SL_20_65_65 | 20 | 65 | 65 |  | Police boxes | 交番
SL_20_70 | 20 | 70 |  |  | Judicial spaces | 司法活動の空間
SL_20_70_15 | 20 | 70 | 15 |  | Courtrooms | 法廷
SL_20_70_18 | 20 | 70 | 18 |  | Courtroom viewing galleries | 法廷閲覧ギャラリー
SL_20_70_23 | 20 | 70 | 23 |  | Defendant docks | 被告席
SL_20_70_28 | 20 | 70 | 28 |  | Evidence rooms | 証拠室
SL_20_70_41 | 20 | 70 | 41 |  | Judicial benches | 司法ベンチ
SL_20_70_44 | 20 | 70 | 44 |  | Jury boxes | 陪審席
SL_20_70_97 | 20 | 70 | 97 |  | Witness stands | 証人スタンド
SL_20_75 | 20 | 75 |  |  | Detention spaces | 勾留のための空間
SL_20_75_13 | 20 | 75 | 13 |  | Charge areas | 納付エリア
SL_20_75_15 | 20 | 75 | 15 |  | Communal inmate dayrooms | 共同収容者のデイルーム
SL_20_75_22 | 20 | 75 | 22 |  | Detention cells | 拘留室
SL_20_75_28 | 20 | 75 | 28 |  | Exercise yards | エクササイズヤード
SL_20_75_35 | 20 | 75 | 35 |  | Guard stations | ガードステーション
SL_20_75_38 | 20 | 75 | 38 |  | Holding cells | 細胞の保持
SL_20_75_75 | 20 | 75 | 75 |  | Sally ports | サリーポート
SL_20_75_77 | 20 | 75 | 77 |  | Secure visiting rooms | 安全な訪問室
SL_20_75_95 | 20 | 75 | 95 |  | Vehicle impound yards | 車両収容ヤード
SL_20_80 | 20 | 80 |  |  | Weapons training spaces | 射撃訓練の空間
SL_20_80_03 | 20 | 80 | 03 |  | Artillery firing ranges | 砲撃射程
SL_20_80_30 | 20 | 80 | 30 |  | Firing ranges | 射撃場
SL_20_80_63 | 20 | 80 | 63 |  | Pistol firing ranges | ピストル射撃場
SL_20_80_72 | 20 | 80 | 72 |  | Rifle firing ranges | ライフル射撃場
SL_20_85 | 20 | 85 |  |  | Security spaces | セキュリティ活動の空間
SL_20_85_63 | 20 | 85 | 63 |  | Pedestrian security checkpoints | 歩行者セキュリティチェックポイント
SL_20_85_75 | 20 | 85 | 75 |  | Security control spaces | セキュリティ管理スペース
SL_20_85_80 | 20 | 85 | 80 |  | Security offices | セキュリティオフィス
SL_20_85_95 | 20 | 85 | 95 |  | Vehicular security checkpoints | 車両のセキュリティチェックポイント
SL_20_90 | 20 | 90 |  |  | Fire and incident support spaces | 火災及び災害現場サポートのための空間
SL_20_90_25 | 20 | 90 | 25 |  | Escape stairs | 脱出階段
SL_20_90_28 | 20 | 90 | 28 |  | Firefighting stairs | 消防階段
SL_20_90_30 | 20 | 90 | 30 |  | Fire refuge spaces | 避難場所
SL_20_90_31 | 20 | 90 | 31 |  | Fire training spaces | 消防訓練場
SL_20_90_60 | 20 | 90 | 60 |  | Protected escape corridors | 保護された脱出廊下（避難用廊下？）
SL_20_95 | 20 | 95 |  |  | Protected zones | 保護されたゾーン
SL_20_95_20 | 20 | 95 | 20 |  | Detection zones | 検出ゾーン
SL_20_95_28 | 20 | 95 | 28 |  | Evacuation zones | 避難区域
SL_20_95_30 | 20 | 95 | 30 |  | Fire compartments | 防火区画
SL_20_95_32 | 20 | 95 | 32 |  | Fire suppression zones | 消火ゾーン
SL_20_95_80 | 20 | 95 | 80 |  | Smoke control zones | 煙制御ゾーン
SL_25 | 25 |  |  |  | Cultural, educational, scientific and information spaces | 教育文化のための空間
SL_25_05 | 25 | 05 |  |  | Commemoration spaces | 記念空間
SL_25_05_72 | 25 | 05 | 72 |  | Commemoration sites | 遺構
SL_25_10 | 25 | 10 |  |  | Educational spaces | 教育活動の空間
SL_25_10_04 | 25 | 10 | 04 |  | Art classrooms | アート教室
SL_25_10_05 | 25 | 10 | 05 |  | Assembly halls | 集会所
SL_25_10_08 | 25 | 10 | 08 |  | Biology teaching laboratories | 生物学教育研究所
SL_25_10_13 | 25 | 10 | 13 |  | Chemistry teaching laboratories | 化学教育研究所
SL_25_10_14 | 25 | 10 | 14 |  | Classrooms | 教室
SL_25_10_15 | 25 | 10 | 15 |  | Common rooms | 共通の部屋
SL_25_10_17 | 25 | 10 | 17 |  | Craft classrooms | 工作室
SL_25_10_21 | 25 | 10 | 21 |  | Dance studios | ダンススタジオ
SL_25_10_22 | 25 | 10 | 22 |  | Dissection theatres | 解剖劇場
SL_25_10_24 | 25 | 10 | 24 |  | Drama studios | ドラマスタジオ
SL_25_10_25 | 25 | 10 | 25 |  | Driving skid pans | スキッドパンの運転
SL_25_10_26 | 25 | 10 | 26 |  | Driving tuition spaces | 運転教室
SL_25_10_28 | 25 | 10 | 28 |  | Educational workshops | 教育ワークショップ
SL_25_10_30 | 25 | 10 | 30 |  | Food technology classrooms | 食品技術教室
SL_25_10_40 | 25 | 10 | 40 |  | Information and communications technology (ICT) laboratories | 情報通信技術（ICT）研究所
SL_25_10_46 | 25 | 10 | 46 |  | Language laboratories | 言語研究所
SL_25_10_47 | 25 | 10 | 47 |  | Lecture theatres | 大講義室
SL_25_10_55 | 25 | 10 | 55 |  | Music classrooms | 音楽教室
SL_25_10_58 | 25 | 10 | 58 |  | Open access computer laboratories | PC実習室
SL_25_10_66 | 25 | 10 | 66 |  | Physics teaching laboratories | 物理教育研究所
SL_25_10_78 | 25 | 10 | 78 |  | Seminar rooms | セミナー室
SL_25_10_84 | 25 | 10 | 84 |  | Study rooms | 研究室
SL_25_20 | 25 | 20 |  |  | Design spaces | デザインするための空間
SL_25_20_04 | 25 | 20 | 04 |  | Artists' studios | アーティストのスタジオ
SL_25_20_18 | 25 | 20 | 18 |  | Creative art studios | クリエイティブアートスタジオ
SL_25_20_23 | 25 | 20 | 23 |  | Designers' studios | デザイナーのスタジオ
SL_25_30 | 25 | 30 |  |  | Scientific and laboratory spaces | 科学および実験のための空間
SL_25_30_02 | 25 | 30 | 02 |  | Anechoic chambers | 無響室
SL_25_30_04 | 25 | 30 | 04 |  | Astronomical observatories | 天文台
SL_25_30_05 | 25 | 30 | 05 |  | Autoclave rooms | オートクレーブ室
SL_25_30_07 | 25 | 30 | 07 |  | Biological laboratories | 生物学研究所
SL_25_30_10 | 25 | 30 | 10 |  | Bioscience laboratories | バイオサイエンス研究所
SL_25_30_13 | 25 | 30 | 13 |  | Chemistry laboratories | 化学研究所
SL_25_30_14 | 25 | 30 | 14 |  | Clean rooms | クリーンルーム
SL_25_30_15 | 25 | 30 | 15 |  | Clinical biochemistry laboratories | 臨床生化学研究所
SL_25_30_16 | 25 | 30 | 16 |  | Clinical microbiology laboratories | 臨床微生物学研究所
SL_25_30_17 | 25 | 30 | 17 |  | Clinical pathology laboratories | 臨床病理学研究所
SL_25_30_19 | 25 | 30 | 19 |  | Containment laboratories | 放射線等の封じ込め研究室？
SL_25_30_21 | 25 | 30 | 21 |  | Darkrooms | 暗室
SL_25_30_22 | 25 | 30 | 22 |  | Dental laboratories | 歯科技工所
SL_25_30_23 | 25 | 30 | 23 |  | Dissection rooms | 解剖室
SL_25_30_26 | 25 | 30 | 26 |  | Earth sciences laboratories | 地球科学研究所
SL_25_30_27 | 25 | 30 | 27 |  | Engineering laboratories | エンジニアリング研究所
SL_25_30_28 | 25 | 30 | 28 |  | Experiment control rooms | 実験制御室
SL_25_30_29 | 25 | 30 | 29 |  | Flow cytometry rooms | フローサイトメトリールーム
SL_25_30_30 | 25 | 30 | 30 |  | Food testing laboratories | 食品試験所
SL_25_30_31 | 25 | 30 | 31 |  | Forensics laboratories | 法医学研究所
SL_25_30_32 | 25 | 30 | 32 |  | Forensic scientific support rooms | 科学捜査支援室
SL_25_30_33 | 25 | 30 | 33 |  | Geology laboratories | 地質学研究所
SL_25_30_42 | 25 | 30 | 42 |  | Instrument rooms | 計器室
SL_25_30_46 | 25 | 30 | 46 |  | Laboratory cold rooms | 低温実験室
SL_25_30_47 | 25 | 30 | 47 |  | Laboratory warm rooms | 高温実験室
SL_25_30_50 | 25 | 30 | 50 |  | Material testing laboratories | 材料試験所
SL_25_30_66 | 25 | 30 | 66 |  | Physics laboratories | 物理学研究所
SL_25_30_68 | 25 | 30 | 68 |  | Psychology laboratories | 心理学研究所
SL_25_30_70 | 25 | 30 | 70 |  | Radiation shielded rooms | 放射線シールドルーム
SL_25_30_76 | 25 | 30 | 76 |  | Scientific equipment rooms | 科学機器室
SL_25_30_78 | 25 | 30 | 78 |  | Seismograph rooms | 地震計室
SL_25_30_88 | 25 | 30 | 88 |  | Testing rooms | 試験室
SL_25_50 | 25 | 50 |  |  | Exhibition spaces | 展示空間
SL_25_50_15 | 25 | 50 | 15 |  | Collection exhibition spaces | コレクション展示スペース
SL_25_50_16 | 25 | 50 | 16 |  | Conservation rooms | 保存室
SL_25_50_21 | 25 | 50 | 21 |  | Diorama rooms | ジオラマルーム
SL_25_50_26 | 25 | 50 | 26 |  | External galleries | 外部ギャラリー
SL_25_50_29 | 25 | 50 | 29 |  | Fauna exhibition spaces | 動物展示スペース
SL_25_50_31 | 25 | 50 | 31 |  | Flora exhibition spaces | 植物展示スペース
SL_25_50_42 | 25 | 50 | 42 |  | Internal galleries | 内部ギャラリー
SL_25_50_63 | 25 | 50 | 63 |  | Planetariums | プラネタリウム
SL_25_50_94 | 25 | 50 | 94 |  | Viewing spaces | 閲覧スペース
SL_25_70 | 25 | 70 |  |  | Information spaces | 情報活動のための空間
SL_25_70_02 | 25 | 70 | 02 |  | Archives | アーカイブ
SL_25_70_04 | 25 | 70 | 04 |  | Audiovisual archives | 視聴覚アーカイブ
SL_25_70_05 | 25 | 70 | 05 |  | Audiovisual study rooms | 視聴覚学習室
SL_25_70_13 | 25 | 70 | 13 |  | Conference rooms | 会議室
SL_25_70_47 | 25 | 70 | 47 |  | Library rooms | 図書室
SL_25_70_72 | 25 | 70 | 72 |  | Reading rooms | 閲覧室
SL_25_70_73 | 25 | 70 | 73 |  | Records stores | 記録室
SL_25_90 | 25 | 90 |  |  | Worship spaces | 礼拝のための空間
SL_25_90_30 | 25 | 90 | 30 |  | Faith spaces | 信仰空間
SL_25_90_65 | 25 | 90 | 65 |  | Prayer rooms | 礼拝室
SL_25_90_78 | 25 | 90 | 78 |  | Shrines | 神社
SL_30 | 30 |  |  |  | Industrial spaces | 産業のための空間
SL_30_10 | 30 | 10 |  |  | Mineral extraction spaces | 鉱物採掘の空間
SL_30_10_57 | 30 | 10 | 57 |  | Offshore oil and gas drilling spaces | オフショア石油およびガス掘削スペース
SL_30_10_59 | 30 | 10 | 59 |  | Onshore oil and gas drilling spaces | 陸上石油およびガス掘削スペース
SL_30_10_69 | 30 | 10 | 69 |  | Quarrying areas | 採石エリア
SL_30_10_85 | 30 | 10 | 85 |  | Surface mine workings | 地雷の仕組み
SL_30_10_91 | 30 | 10 | 91 |  | Underground mine chambers | 地下鉱山チャンバー（房）
SL_30_10_93 | 30 | 10 | 93 |  | Underground mineshafts | 地下坑道
SL_30_10_94 | 30 | 10 | 94 |  | Underground mine tunnels | 地下鉱山トンネル
SL_30_20 | 30 | 20 |  |  | Nuclear and chemical management spaces | 核および化学物質管理のための空間
SL_30_20_70 | 30 | 20 | 70 |  | Radioactive decontamination spaces | 放射能除染スペース
SL_30_20_75 | 30 | 20 | 75 |  | Radioactive waste package transfer spaces | 放射性廃棄物パッケージ輸送スペース
SL_30_30 | 30 | 30 |  |  | Mineral processing spaces | 鉱物処理のための空間
SL_30_30_33 | 30 | 30 | 33 |  | Gas processing spaces | ガス処理スペース
SL_30_30_58 | 30 | 30 | 58 |  | Oil processing spaces | 石油処理スペース
SL_30_30_59 | 30 | 30 | 59 |  | Ore processing spaces | 鉱石処理スペース
SL_30_40 | 30 | 40 |  |  | Animal and plant products processing spaces | 動物および植物製品の処理空間
SL_30_40_07 | 30 | 40 | 07 |  | Bottling rooms | 瓶詰め室
SL_30_40_10 | 30 | 40 | 10 |  | Butter making rooms | バター作り部屋
SL_30_40_18 | 30 | 40 | 18 |  | Cheesemaking rooms | チーズ製造室
SL_30_40_30 | 30 | 40 | 30 |  | Fish processing rooms | 水産加工室
SL_30_40_32 | 30 | 40 | 32 |  | Fresh fruit and vegetable packing rooms | 新鮮な果物と野菜の梱包室
SL_30_40_44 | 30 | 40 | 44 |  | Juicing rooms | 搾汁室
SL_30_40_50 | 30 | 40 | 50 |  | Meat processing rooms | 食肉加工室
SL_30_40_54 | 30 | 40 | 54 |  | Milk processing rooms | 乳加工室
SL_30_40_63 | 30 | 40 | 63 |  | Plant fibre sorting rooms | 植物繊維選別室
SL_30_40_65 | 30 | 40 | 65 |  | Poultry and game processing rooms | 家禽および狩猟鳥処理室
SL_30_40_75 | 30 | 40 | 75 |  | Sawmills | 製材所
SL_30_40_80 | 30 | 40 | 80 |  | Silk production rooms | 製糸場（絹糸）
SL_30_40_82 | 30 | 40 | 82 |  | Spinning rooms | 紡績場（綿糸）
SL_30_40_87 | 30 | 40 | 87 |  | Tanneries | なめし
SL_30_40_88 | 30 | 40 | 88 |  | Threshing rooms | 脱穀室
SL_30_40_90 | 30 | 40 | 90 |  | Tobacco drying rooms | たばこ乾燥室
SL_30_40_96 | 30 | 40 | 96 |  | Weaving rooms | 織り部屋
SL_30_40_98 | 30 | 40 | 98 |  | Wool sorting rooms | ウール選別室
SL_30_50 | 30 | 50 |  |  | Manufacturing spaces | 製造のための空間
SL_30_50_27 | 30 | 50 | 27 |  | Electronics clean rooms | エレクトロニクスクリーンルーム
SL_30_50_30 | 30 | 50 | 30 |  | Heavy industrial spaces | 重工業スペース
SL_30_50_40 | 30 | 50 | 40 |  | Kiln rooms | 窯室
SL_30_50_43 | 30 | 50 | 43 |  | Light industrial spaces | 軽工業スペース
SL_30_50_50 | 30 | 50 | 50 |  | Manufacturing workshops | 製造ワークショップ
SL_30_50_60 | 30 | 50 | 60 |  | Packaging lines | 包装ライン
SL_30_50_61 | 30 | 50 | 61 |  | Paint spray booths | 塗装ブース
SL_30_50_62 | 30 | 50 | 62 |  | Pharmaceuticals clean rooms | 医薬品クリーンルーム
SL_30_50_64 | 30 | 50 | 64 |  | Printing spaces | 印刷スペース
SL_30_60 | 30 | 60 |  |  | Cleaning and maintenance spaces | 清掃と維持のための空間
SL_30_60_11 | 30 | 60 | 11 |  | Caretaker rooms | 監視室
SL_30_60_13 | 30 | 60 | 13 |  | Clothes drying and airing rooms | 洗濯乾燥室
SL_30_60_22 | 30 | 60 | 22 |  | Decontamination spaces | 除染スペース
SL_30_60_24 | 30 | 60 | 24 |  | Dry cleaning spaces | ドライクリーニングスペース
SL_30_60_42 | 30 | 60 | 42 |  | Ironing rooms | アイロンルーム
SL_30_60_46 | 30 | 60 | 46 |  | Laundrettes | コインランドリー
SL_30_60_47 | 30 | 60 | 47 |  | Laundries | 洗濯室
SL_30_60_50 | 30 | 60 | 50 |  | Maintenance workshops | メンテナンスワークショップ
SL_30_60_75 | 30 | 60 | 75 |  | Service laundries | クリーニング店
SL_30_60_94 | 30 | 60 | 94 |  | Vehicle washes | 洗車場
SL_30_60_96 | 30 | 60 | 96 |  | Wash-up spaces | 洗浄スペース
SL_30_80 | 30 | 80 |  |  | Kinetic power generation spaces | 機械式発電の空間
SL_30_80_96 | 30 | 80 | 96 |  | Watermill houses | 水車小屋
SL_30_80_97 | 30 | 80 | 97 |  | Windmill houses | 風車の家
SL_30_85 | 30 | 85 |  |  | Marine and water maintenance spaces | 海洋及び水保全の空間
SL_30_85_08 | 30 | 85 | 08 |  | Boat repair spaces | ボート修理場
SL_30_85_24 | 30 | 85 | 24 |  | Dry dock chambers | 乾ドックチャンバー
SL_30_85_30 | 30 | 85 | 30 |  | Floating docks | フローティングドック
SL_30_85_97 | 30 | 85 | 97 |  | Wet docks | ウェットドック
SL_30_90 | 30 | 90 |  |  | Warehousing and distribution spaces | 倉庫保管および流通のための空間
SL_30_90_33 | 30 | 90 | 33 |  | Goods delivery bays | 商品配送ベイ
SL_30_90_48 | 30 | 90 | 48 |  | Loading docks | ドックの読み込み
SL_30_90_80 | 30 | 90 | 80 |  | Sorting and distribution spaces | 仕分けスペースと配布スペース
SL_30_90_84 | 30 | 90 | 84 |  | Storage yards | 保管ヤード
SL_30_90_96 | 30 | 90 | 96 |  | Warehouse spaces | 倉庫スペース
SL_32 | 32 |  |  |  | Water and land management spaces | 農林水産のための空間
SL_32_10 | 32 | 10 |  |  | Agricultural and horticultural spaces | 農業および園芸空間
SL_32_10_03 | 32 | 10 | 03 |  | Arable fields | 耕地
SL_32_10_26 | 32 | 10 | 26 |  | Farmyards | 農場
SL_32_10_28 | 32 | 10 | 28 |  | Fisheries | 漁場
SL_32_10_30 | 32 | 10 | 30 |  | Fish farm tanks | 養魚場
SL_32_10_34 | 32 | 10 | 34 |  | Glasshouse spaces | ガラス温室
SL_32_10_39 | 32 | 10 | 39 |  | Hothouse spaces | 温室
SL_32_10_47 | 32 | 10 | 47 |  | Livestock fields | 家畜場
SL_32_10_52 | 32 | 10 | 52 |  | Milking parlours | 搾乳パーラー
SL_32_10_55 | 32 | 10 | 55 |  | Mushroom cultivation spaces | きのこ栽培所
SL_32_10_60 | 32 | 10 | 60 |  | Paddocks | パドック（囲われた小さな牧草地）
SL_32_10_65 | 32 | 10 | 65 |  | Polytunnel spaces | ビニルハウス
SL_32_10_66 | 32 | 10 | 66 |  | Poultry batteries | 養鶏舎
SL_32_10_77 | 32 | 10 | 77 |  | Shearing spaces | 剪毛場
SL_32_10_78 | 32 | 10 | 78 |  | Sheep dips | 洗羊槽
SL_32_10_94 | 32 | 10 | 94 |  | Vineyard spaces | ぶどう畑
SL_32_35 | 32 | 35 |  |  | Ground spaces | 農地・園庭空間
SL_32_35_22 | 32 | 35 | 22 |  | Decking areas | デッキエリア
SL_32_35_24 | 32 | 35 | 24 |  | Driveways | 私道
SL_32_35_30 | 32 | 35 | 30 |  | Flower beds | 花壇
SL_32_35_46 | 32 | 35 | 46 |  | Lawns | 芝生
SL_32_35_60 | 32 | 35 | 60 |  | Patios | パティオ（中庭）
SL_32_35_94 | 32 | 35 | 94 |  | Vegetable gardens | 菜園
SL_32_40 | 32 | 40 |  |  | Land managed spaces | 土地管理用空間
SL_32_40_06 | 32 | 40 | 06 |  | Berms | 犬走り
SL_32_40_26 | 32 | 40 | 26 |  | Easement access areas | 緩和アクセスエリア
SL_32_40_28 | 32 | 40 | 28 |  | Embankment crests | 土手
SL_32_40_90 | 32 | 40 | 90 |  | Tree protection zones | 樹木保護ゾーン
SL_32_50 | 32 | 50 |  |  | Marine ways and waterway spaces | 海路・水路空間
SL_32_50_03 | 32 | 50 | 03 |  | Anchorages | 船舶停泊地
SL_32_50_06 | 32 | 50 | 06 |  | Beach ramps | ビーチランプ
SL_32_50_11 | 32 | 50 | 11 |  | Canoe passes | カヌーパス
SL_32_50_12 | 32 | 50 | 12 |  | Canoe portage spaces | カヌーポーテージスペース
SL_32_50_18 | 32 | 50 | 18 |  | Deep berths | 深いバース（停泊水域）
SL_32_50_30 | 32 | 50 | 30 |  | Fords | 浅瀬
SL_32_50_47 | 32 | 50 | 47 |  | Lifeboat vessel launch spaces | 救命艇の係留スペース
SL_32_50_53 | 32 | 50 | 53 |  | Moorings | 船舶係留所
SL_32_50_72 | 32 | 50 | 72 |  | Roller boat lifts | ローラーボートリフト
SL_32_50_79 | 32 | 50 | 79 |  | Slipways | スリップウェイ（引上船台）
SL_32_60 | 32 | 60 |  |  | Marine and waterside spaces | 海洋および水辺の空間
SL_32_60_06 | 32 | 60 | 06 |  | Beaches | ビーチ
SL_32_60_55 | 32 | 60 | 55 |  | Mudflats | 干潟
SL_32_60_65 | 32 | 60 | 65 |  | Pontoons | ポンツーン（舟橋）
SL_32_60_76 | 32 | 60 | 76 |  | Sand dunes | 砂丘
SL_32_65 | 32 | 65 |  |  | Natural spaces | 自然空間
SL_32_65_37 | 32 | 65 | 37 |  | Heathlands | ヒースランド（平坦荒れ地）
SL_32_65_50 | 32 | 65 | 50 |  | Marshes and wet grasslands | 湿地と湿った草原
SL_32_65_51 | 32 | 65 | 51 |  | Meadows | 牧草地
SL_32_65_53 | 32 | 65 | 53 |  | Moorlands | 湿原
SL_32_65_59 | 32 | 65 | 59 |  | Open grasslands | 大草原
SL_32_65_71 | 32 | 65 | 71 |  | Riverbeds | 河床
SL_32_65_72 | 32 | 65 | 72 |  | River reaches | 河原
SL_32_65_73 | 32 | 65 | 73 |  | Rocks and screes | 岩がれ場
SL_32_65_76 | 32 | 65 | 76 |  | Scrub | 藪
SL_32_65_82 | 32 | 65 | 82 |  | Species-rich grassland | 種が豊富な草原
SL_32_65_95 | 32 | 65 | 95 |  | Washland | ウォッシュランド（調整池）
SL_32_80 | 32 | 80 |  |  | Semi-natural spaces | 半自然空間
SL_32_80_03 | 32 | 80 | 03 |  | Amenity grass areas | 芝生
SL_32_80_08 | 32 | 80 | 08 |  | Brownfield sites | 利用されなくなった土地（土壌汚染等）
SL_32_80_23 | 32 | 80 | 23 |  | Disused mineral extraction sites | 廃坑
SL_32_80_50 | 32 | 80 | 50 |  | Mowing strips | 刈り取りストリップ（エッジングストリップ）
SL_32_80_89 | 32 | 80 | 89 |  | Transport corridor verges | 交通回廊端部
SL_32_85 | 32 | 85 |  |  | Water control and retaining spaces | 水管理および保持スペース
SL_32_85_81 | 32 | 85 | 81 |  | Spillway crests | 放水路頂上
SL_32_85_82 | 32 | 85 | 82 |  | Spillway funnels | ダム穴
SL_32_85_84 | 32 | 85 | 84 |  | Stilling wells | 静水井
SL_35 | 35 |  |  |  | Medical, health, welfare and sanitary spaces | 医療、健康、福祉、衛生の空間
SL_35_10 | 35 | 10 |  |  | Medical spaces | 医療空間
SL_35_10_08 | 35 | 10 | 08 |  | Birthing rooms | 出産室
SL_35_10_10 | 35 | 10 | 10 |  | Burns units | 火傷治療室
SL_35_10_15 | 35 | 10 | 15 |  | Consulting rooms | 診察室
SL_35_10_30 | 35 | 10 | 30 |  | First aid posts | 応急処置ポスト
SL_35_10_31 | 35 | 10 | 31 |  | First aid rooms | 応急処置室
SL_35_10_36 | 35 | 10 | 36 |  | Hearing test rooms | 聴覚検査室
SL_35_10_39 | 35 | 10 | 39 |  | Hydrotherapy pools | ハイドロセラピープール
SL_35_10_42 | 35 | 10 | 42 |  | Intensive care units | 集中治療室
SL_35_10_43 | 35 | 10 | 43 |  | Isolation units | 分離ユニット
SL_35_10_51 | 35 | 10 | 51 |  | Medical scanning and x-ray rooms | 医療スキャンおよびX線室
SL_35_10_53 | 35 | 10 | 53 |  | Medical treatment spaces | 診療スペース
SL_35_10_58 | 35 | 10 | 58 |  | Occupational therapy rooms | 作業療法室
SL_35_10_59 | 35 | 10 | 59 |  | Operating theatres | 手術室
SL_35_10_64 | 35 | 10 | 64 |  | Pharmaceutical dispensaries | 薬局
SL_35_10_65 | 35 | 10 | 65 |  | Phototherapy spaces | 光線療法スペース
SL_35_10_66 | 35 | 10 | 66 |  | Physiotherapy rooms | 理学療法室
SL_35_10_70 | 35 | 10 | 70 |  | Radiography rooms | X線診療室
SL_35_10_71 | 35 | 10 | 71 |  | Radiotherapy rooms | 放射線治療室
SL_35_10_73 | 35 | 10 | 73 |  | Recovery rooms | 回復室
SL_35_10_74 | 35 | 10 | 74 |  | Rehabilitation rooms | リハビリ室
SL_35_10_96 | 35 | 10 | 96 |  | Wards | 病棟
SL_35_50 | 35 | 50 |  |  | Welfare spaces | 福祉空間
SL_35_50_17 | 35 | 50 | 17 |  | Crèches and nurseries | 保育所、託児所、保育園
SL_35_50_21 | 35 | 50 | 21 |  | Day-care spaces | デイケアスペース
SL_35_50_60 | 35 | 50 | 60 |  | Parent and baby rooms | 親と赤ちゃんの部屋
SL_35_50_75 | 35 | 50 | 75 |  | Sauna rooms | サウナルーム
SL_35_50_90 | 35 | 50 | 90 |  | Treatment rooms | 治療室
SL_35_60 | 35 | 60 |  |  | Food management spaces | 食品管理空間
SL_35_60_14 | 35 | 60 | 14 |  | Commercial kitchens | 業務用キッチン
SL_35_60_16 | 35 | 60 | 16 |  | Cooking spaces | 調理スペース
SL_35_60_30 | 35 | 60 | 30 |  | Food preparation areas | 配膳空間
SL_35_60_56 | 35 | 60 | 56 |  | Non-domestic kitchens | 大調理室
SL_35_70 | 35 | 70 |  |  | Funerary spaces | 葬斎空間
SL_35_70_12 | 35 | 70 | 12 |  | Cemetery plots | 墓地
SL_35_70_15 | 35 | 70 | 15 |  | Columbariums | 納骨堂
SL_35_70_18 | 35 | 70 | 18 |  | Crematorium oven rooms | 火葬室
SL_35_70_32 | 35 | 70 | 32 |  | Funeral vaults | 棺
SL_35_70_50 | 35 | 70 | 50 |  | Mausoleums | 霊廟
SL_35_70_90 | 35 | 70 | 90 |  | Tombs | 墓
SL_35_80 | 35 | 80 |  |  | Sanitary spaces | 衛生活動のための空間
SL_35_80_02 | 35 | 80 | 02 |  | Adult changing rooms | 大人の更衣室
SL_35_80_06 | 35 | 80 | 06 |  | Baby changing rooms | ベビー更衣室
SL_35_80_08 | 35 | 80 | 08 |  | Bathrooms | 浴室
SL_35_80_59 | 35 | 80 | 59 |  | Open shower areas | オープンシャワーエリア
SL_35_80_68 | 35 | 80 | 68 |  | Public toilets | 公衆便所
SL_35_80_80 | 35 | 80 | 80 |  | Showers | シャワー
SL_35_80_89 | 35 | 80 | 89 |  | Toilets | トイレ
SL_35_85 | 35 | 85 |  |  | Animal spaces | 動物のための空間
SL_35_85_00 | 35 | 85 | 00 |  | Animal arks | 動物の箱
SL_35_85_01 | 35 | 85 | 01 |  | Animal cages | 動物の檻
SL_35_85_03 | 35 | 85 | 03 |  | Animal enclosures | 動物の囲い
SL_35_85_04 | 35 | 85 | 04 |  | Animal exercise arenas | 動物の運動場
SL_35_85_05 | 35 | 85 | 05 |  | Aviaries | 鳥小屋
SL_35_85_12 | 35 | 85 | 12 |  | Cattle byres | 牛舎
SL_35_85_39 | 35 | 85 | 39 |  | Fish tanks | 水槽
SL_35_85_45 | 35 | 85 | 45 |  | Kennels | 犬小屋
SL_35_85_47 | 35 | 85 | 47 |  | Loose boxes | ルーズボックス（放し飼い馬屋）
SL_35_85_62 | 35 | 85 | 62 |  | Pens | 小屋
SL_35_85_83 | 35 | 85 | 83 |  | Stables | 厩舎
SL_35_85_84 | 35 | 85 | 84 |  | Stable yards | 厩舎の庭
SL_35_85_85 | 35 | 85 | 85 |  | Stalls | 屋台
SL_35_85_86 | 35 | 85 | 86 |  | Sties | 豚小屋
SL_35_85_88 | 35 | 85 | 88 |  | Tack rooms | 馬具置き場
SL_35_90 | 35 | 90 |  |  | Animal medical, health, welfare and funerary spaces | 動物の医療、健康、福祉、葬儀の空間
SL_35_90_10 | 35 | 90 | 10 |  | Animal burial plots | 動物の埋葬地
SL_35_90_15 | 35 | 90 | 15 |  | Animal clinics | 動物病院
SL_35_90_22 | 35 | 90 | 22 |  | Animal dispensaries | 動物の調剤室
SL_35_90_32 | 35 | 90 | 32 |  | Animal funerary spaces | 動物の葬儀場
SL_35_90_34 | 35 | 90 | 34 |  | Animal grooming facilities | 動物グルーミング施設
SL_35_90_37 | 35 | 90 | 37 |  | Animal hydrotherapy pools | 動物用水治療法プール
SL_35_90_59 | 35 | 90 | 59 |  | Animal operating theatres | 動物手術室
SL_35_90_72 | 35 | 90 | 72 |  | Animal wards | 動物病棟
SL_40 | 40 |  |  |  | Recreational spaces | レクリエーションのための空間
SL_40_05 | 40 | 05 |  |  | Amusement spaces | アミューズメント空間
SL_40_05_03 | 40 | 05 | 03 |  | Amusement arcades | ゲームセンター
SL_40_05_13 | 40 | 05 | 13 |  | Casino floors | カジノ
SL_40_05_27 | 40 | 05 | 27 |  | Esport spaces | eスポーツスペース
SL_40_05_42 | 40 | 05 | 42 |  | Indoor fairground spaces | 屋内遊園地スペース
SL_40_05_43 | 40 | 05 | 43 |  | Indoor play spaces | 屋内遊び場
SL_40_05_58 | 40 | 05 | 58 |  | Observation decks | 展望台
SL_40_05_59 | 40 | 05 | 59 |  | Outdoor activity areas | 野外活動エリア
SL_40_05_60 | 40 | 05 | 60 |  | Outdoor fairground spaces | 屋外遊園地スペース
SL_40_05_61 | 40 | 05 | 61 |  | Outdoor playgrounds | 屋外の遊び場
SL_40_05_68 | 40 | 05 | 68 |  | Public parks and gardens | 公共の公園と庭園
SL_40_20 | 40 | 20 |  |  | Dining spaces | ダイニング（食事）空間
SL_40_20_06 | 40 | 20 | 06 |  | Bars | バー
SL_40_20_09 | 40 | 20 | 09 |  | Beverage stations | 飲料ステーション
SL_40_20_27 | 40 | 20 | 27 |  | Enclosed dining areas | 屋内（半屋外）ダイニングエリア
SL_40_20_28 | 40 | 20 | 28 |  | Food courts | フードコート
SL_40_20_59 | 40 | 20 | 59 |  | Outdoor dining areas | 屋外ダイニングエリア
SL_40_60 | 40 | 60 |  |  | Performing arts spaces | 舞台芸術空間
SL_40_60_05 | 40 | 60 | 05 |  | Auditoriums | 観客席
SL_40_60_06 | 40 | 60 | 06 |  | Bandstands | バンドスタンド（野外の演奏台）
SL_40_60_11 | 40 | 60 | 11 |  | Catwalks | キャットウォーク
SL_40_60_13 | 40 | 60 | 13 |  | Circus rings | サーカスリング
SL_40_60_21 | 40 | 60 | 21 |  | Dance floors | ダンスフロア
SL_40_60_31 | 40 | 60 | 31 |  | Fixed stages | 固定ステージ
SL_40_60_40 | 40 | 60 | 40 |  | Indoor theatre spaces | 屋内劇場スペース
SL_40_60_52 | 40 | 60 | 52 |  | Mobile stages | 可動ステージ
SL_40_60_58 | 40 | 60 | 58 |  | Orchestra pits | オーケストラピット
SL_40_60_59 | 40 | 60 | 59 |  | Outdoor theatre spaces | 野外劇場スペース
SL_40_60_78 | 40 | 60 | 78 |  | Sound recording studios | 録音スタジオ
SL_40_60_80 | 40 | 60 | 80 |  | Sound shells | 舞台反響板
SL_40_60_81 | 40 | 60 | 81 |  | Sound stages | 防音スタジオ
SL_40_65 | 40 | 65 |  |  | Performing arts ancillary spaces | 舞台芸術の補助空間
SL_40_65_04 | 40 | 65 | 04 |  | Audience lobbies | 観客用ロビー
SL_40_65_24 | 40 | 65 | 24 |  | Dressing rooms | 楽屋（更衣室）
SL_40_65_35 | 40 | 65 | 35 |  | Green rooms | 楽屋（控え室）
SL_40_65_47 | 40 | 65 | 47 |  | Lighting control booths | 照明制御ブース
SL_40_65_66 | 40 | 65 | 66 |  | Projection booths | 映写室
SL_40_65_70 | 40 | 65 | 70 |  | Recording control booths | 録音管理ブース
SL_40_65_72 | 40 | 65 | 72 |  | Rehearsal rooms | リハーサル室
SL_40_65_76 | 40 | 65 | 76 |  | Scenery control booths | 舞台装置管理ブース
SL_40_65_79 | 40 | 65 | 79 |  | Sound control booths | 音響調整室
SL_40_65_80 | 40 | 65 | 80 |  | Sound locks | Sound locks
SL_40_65_85 | 40 | 65 | 85 |  | Stage wings | ステージウィング
SL_42 | 42 |  |  |  | Sport and activity spaces | スポーツ・活動のための空間
SL_42_15 | 42 | 15 |  |  | Courts, pitches and field sports spaces | コート、ピッチ、フィールドでのスポーツのための空間
SL_42_15_37 | 42 | 15 | 37 |  | High jump areas | 高跳びエリア
SL_42_15_42 | 42 | 15 | 42 |  | Indoor sports courts and pitches | 屋内スポーツのコートと競技場
SL_42_15_44 | 42 | 15 | 44 |  | Javelin throwing areas | やり投げエリア
SL_42_15_47 | 42 | 15 | 47 |  | Long jump tracks and pits | 走り幅跳びのトラックとピット
SL_42_15_59 | 42 | 15 | 59 |  | Outdoor sports courts | 屋外スポーツのコート
SL_42_15_60 | 42 | 15 | 60 |  | Outdoor sports pitches and fields | 屋外スポーツのピッチとフィールド
SL_42_15_65 | 42 | 15 | 65 |  | Pole vaulting areas | 棒高跳びエリア
SL_42_15_74 | 42 | 15 | 74 |  | Running tracks | ランニングトラック
SL_42_15_78 | 42 | 15 | 78 |  | Shot put and hammer throwing areas | 砲丸投げとハンマー投げエリア
SL_42_40 | 42 | 40 |  |  | Indoor activity spaces | 屋内スポーツの空間
SL_42_40_09 | 42 | 40 | 09 |  | Bouldering spaces | ボルダリングスペース
SL_42_40_14 | 42 | 40 | 14 |  | Climbing wall areas | クライミングウォールエリア
SL_42_40_20 | 42 | 40 | 20 |  | Cycle tracks | サイクルトラック
SL_42_40_23 | 42 | 40 | 23 |  | Dojo | 道場
SL_42_40_30 | 42 | 40 | 30 |  | Fitness rooms | フィットネスルーム
SL_42_40_35 | 42 | 40 | 35 |  | Gymnasiums | 体育館
SL_42_40_37 | 42 | 40 | 37 |  | Gymnastics areas | 体操エリア
SL_42_40_79 | 42 | 40 | 79 |  | Snooker, billiards and pool halls | スヌーカー、ビリヤード、ビリヤード場
SL_42_40_90 | 42 | 40 | 90 |  | Ten pin bowling alleys | ボウリング場
SL_42_55 | 42 | 55 |  |  | Outdoor activity spaces | 野外スポーツの空間
SL_42_55_01 | 42 | 55 | 01 |  | Archery ranges | アーチェリーのレンジ
SL_42_55_07 | 42 | 55 | 07 |  | BMX cycling tracks | BMXサイクリングトラック
SL_42_55_08 | 42 | 55 | 08 |  | Bowling greens | ボウリンググリーン
SL_42_55_17 | 42 | 55 | 17 |  | Cross-country cycling courses | クロスカントリーサイクリングコース
SL_42_55_18 | 42 | 55 | 18 |  | Cross-country equestrian courses | クロスカントリー馬術コース
SL_42_55_19 | 42 | 55 | 19 |  | Cross-country rallying courses | クロスカントリーラリーコース
SL_42_55_20 | 42 | 55 | 20 |  | Cross-country running courses | クロスカントリーランニングコース
SL_42_55_23 | 42 | 55 | 23 |  | Dog racing tracks | ドッグレーストラック
SL_42_55_26 | 42 | 55 | 26 |  | Equestrian arenas | 馬術競技場
SL_42_55_35 | 42 | 55 | 35 |  | Golf fairways | ゴルフフェアウェイ
SL_42_55_39 | 42 | 55 | 39 |  | Horse racing courses | 競馬コース
SL_42_55_53 | 42 | 55 | 53 |  | Motor racing tracks | 自動車レーストラック
SL_42_55_60 | 42 | 55 | 60 |  | Parkour courses | パルクールコース
SL_42_55_65 | 42 | 55 | 65 |  | Putting greens | パッティンググリーン
SL_42_55_72 | 42 | 55 | 72 |  | Road running courses | ロードランニングコース
SL_42_55_76 | 42 | 55 | 76 |  | Skateboarding parks | スケートボードパーク
SL_42_55_82 | 42 | 55 | 82 |  | Speedway tracks | スピードウェイ（カーレース場）トラック
SL_42_55_96 | 42 | 55 | 96 |  | Walking trails | ウォーキングトレイル
SL_42_80 | 42 | 80 |  |  | Sports and activity ancillary spaces | スポーツとアクティビティの支援空間
SL_42_80_65 | 42 | 80 | 65 |  | Press boxes | プレス席
SL_42_80_88 | 42 | 80 | 88 |  | Technical areas and dugouts | テクニカルエリア及びダグアウト
SL_42_85 | 42 | 85 |  |  | Swimming spaces | スイミングのための空間
SL_42_85_23 | 42 | 85 | 23 |  | Diving pools | ダイビングプール
SL_42_85_64 | 42 | 85 | 64 |  | Plunge pools | 飛び込みプール
SL_42_85_80 | 42 | 85 | 80 |  | Spa pools | スパプール
SL_42_85_82 | 42 | 85 | 82 |  | Splash pools | スプラッシュプール（遊泳用）
SL_42_85_83 | 42 | 85 | 83 |  | Swimming pools | プール
SL_42_85_94 | 42 | 85 | 94 |  | Water flumes, slides and tubes | ウォーターシュート
SL_42_85_97 | 42 | 85 | 97 |  | Wave pools | 波のプール
SL_42_85_98 | 42 | 85 | 98 |  | Whirlpools | 渦巻きプール
SL_42_90 | 42 | 90 |  |  | Water activity spaces | 水遊び空間
SL_42_90_11 | 42 | 90 | 11 |  | Canoe slalom courses | カヌースラロームコース
SL_42_90_12 | 42 | 90 | 12 |  | Canoe sprint courses | カヌースプリントコース
SL_42_90_50 | 42 | 90 | 50 |  | Motorboat courses | モーターボートコース
SL_42_90_73 | 42 | 90 | 73 |  | Rowing courses | ローイングコース
SL_42_90_75 | 42 | 90 | 75 |  | Sailing courses | セーリングコース
SL_42_90_97 | 42 | 90 | 97 |  | Water skiing courses | 水上スキーコース
SL_42_90_98 | 42 | 90 | 98 |  | White water canoe courses | 急流カヌーコース
SL_42_95 | 42 | 95 |  |  | Winter sports spaces | ウィンタースポーツのための空間
SL_42_95_02 | 42 | 95 | 02 |  | Alpine skiing courses | アルペンスキーコース
SL_42_95_04 | 42 | 95 | 04 |  | Artificial ski slopes | 人工スキー場
SL_42_95_08 | 42 | 95 | 08 |  | Bobsleigh courses | ボブスレーコース
SL_42_95_19 | 42 | 95 | 19 |  | Cross-country skiing courses | クロスカントリースキーコース
SL_42_95_20 | 42 | 95 | 20 |  | Curling rinks | カーリングリンク
SL_42_95_32 | 42 | 95 | 32 |  | Freestyle skiing courses | フリースタイルスキーコース
SL_42_95_40 | 42 | 95 | 40 |  | Ice skating rinks | アイススケートリンク
SL_42_95_76 | 42 | 95 | 76 |  | Short track speed skating tracks | ショートトラックスピードスケートトラック
SL_42_95_79 | 42 | 95 | 79 |  | Ski jumps | スキージャンプ
SL_42_95_80 | 42 | 95 | 80 |  | Snowboarding courses | スノーボードコース
SL_42_95_83 | 42 | 95 | 83 |  | Speed skating courses | スピードスケートコース
SL_45 | 45 |  |  |  | Residential spaces | 居住のための空間
SL_45_10 | 45 | 10 |  |  | Living spaces | 生活空間
SL_45_10_06 | 45 | 10 | 06 |  | Balconies | バルコニー
SL_45_10_08 | 45 | 10 | 08 |  | Bedroom-studies | 寝室書斎
SL_45_10_09 | 45 | 10 | 09 |  | Bedrooms | ベッドルーム
SL_45_10_12 | 45 | 10 | 12 |  | Caravan pitches | カーキャンプ場
SL_45_10_14 | 45 | 10 | 14 |  | Communal living rooms | 共同リビングルーム
SL_45_10_16 | 45 | 10 | 16 |  | Concierge offices | コンシェルジュオフィス
SL_45_10_18 | 45 | 10 | 18 |  | Conservatories | 温室
SL_45_10_22 | 45 | 10 | 22 |  | Domestic dining rooms | 家庭用食堂
SL_45_10_23 | 45 | 10 | 23 |  | Domestic kitchens | 家庭用キッチン
SL_45_10_24 | 45 | 10 | 24 |  | Dormitories | 寮
SL_45_10_37 | 45 | 10 | 37 |  | Hotel rooms | ホテルの部屋
SL_45_10_44 | 45 | 10 | 44 |  | Kitchen-dining rooms | キッチン・ダイニングルーム
SL_45_10_49 | 45 | 10 | 49 |  | Living rooms | リビングルーム
SL_45_10_57 | 45 | 10 | 57 |  | Nursing home bedrooms | 特別養護老人ホームの寝室
SL_45_10_60 | 45 | 10 | 60 |  | Panic rooms | パニックルーム
SL_45_10_85 | 45 | 10 | 85 |  | Studies | 研究室
SL_45_10_88 | 45 | 10 | 88 |  | Tent pitches | 張ったテント
SL_45_10_93 | 45 | 10 | 93 |  | Utility rooms | 洗濯室
SL_45_10_94 | 45 | 10 | 94 |  | Verandas | ベランダ
SL_50 | 50 |  |  |  | Waste disposal spaces and locations | 廃棄物処理のための空間と場所
SL_50_10 | 50 | 10 |  |  | Gas waste collection spaces | 排出ガス収集のための空間
SL_50_10_94 | 50 | 10 | 94 |  | Waste gas storage spaces | 排ガス貯蔵スペース
SL_50_20 | 50 | 20 |  |  | Wet waste collection spaces | 含水廃棄物収集のための空間
SL_50_25 | 50 | 25 |  |  | Drainage collection locations | 排水収集場所
SL_50_25_36 | 50 | 25 | 36 |  | Grip inlets | Grip inlets
SL_50_25_41 | 50 | 25 | 41 |  | Inlet discharge | Inlet discharge
SL_50_25_59 | 50 | 25 | 59 |  | Outlet discharge | Outlet discharge
SL_50_30 | 50 | 30 |  |  | Drainage collection spaces | 排水収集のための空間
SL_50_35 | 50 | 35 |  |  | Wastewater collection spaces | 排水収集の場所
SL_50_35_60 | 50 | 35 | 60 |  | Solid waste storage spaces | 固形廃棄物保管スペース
SL_50_40 | 50 | 40 |  |  | Dry waste collection spaces | 固形廃棄物収集のための空間
SL_50_40_24 | 50 | 40 | 24 |  | Dry waste storage spaces | 乾燥廃棄物保管スペース
SL_50_40_72 | 50 | 40 | 72 |  | Refuse storage space | 保管スペースを拒否
SL_50_50 | 50 | 50 |  |  | Gas waste treatment and disposal spaces | 排出ガス処理のための空間
SL_50_50_92 | 50 | 50 | 92 |  | Waste gas treatment spaces | 排気ガス処理
SL_50_60 | 50 | 60 |  |  | Wet waste treatment and disposal spaces | 液体廃棄物処理・処分のための空間
SL_50_60_26 | 50 | 60 | 26 |  | Effluent tanks | 排水タンク
SL_50_60_28 | 50 | 60 | 28 |  | Evaporation ponds | 蒸発池
SL_50_60_94 | 50 | 60 | 94 |  | Waste liquids treatment spaces | 廃液処理スペース
SL_50_60_95 | 50 | 60 | 95 |  | Waste liquids storage spaces | 廃液保管スペース
SL_50_60_97 | 50 | 60 | 97 |  | Wet waste storage spaces | ウェット廃棄物保管スペース
SL_50_70 | 50 | 70 |  |  | Drainage treatment and disposal spaces | 排水処理のための空間（排水処理場）
SL_50_75 | 50 | 75 |  |  | Wastewater treatment and disposal spaces | 排水処理・処分のための空間
SL_50_75_40 | 50 | 75 | 40 |  | Wastewater treatment spaces | 廃水処理スペース（下水場）
SL_50_75_70 | 50 | 75 | 70 |  | Wastewater disposal spaces | 廃水処理スペース（濾過槽）
SL_50_80 | 50 | 80 |  |  | Dry waste treatment and disposal spaces | 固形廃棄物処理・処分のための空間
SL_50_80_40 | 50 | 80 | 40 |  | Dry waste treatment spaces | 乾燥廃棄物処理スペース（仕分け）
SL_50_80_70 | 50 | 80 | 70 |  | Dry waste disposal spaces | 乾燥廃棄物処理スペース（焼却場）
SL_55 | 55 |  |  |  | Piped supply spaces | 配管による資源供給のための空間
SL_55_05 | 55 | 05 |  |  | Gas extraction and treatment spaces | ガス抽出処理のための空間
SL_55_05_30 | 55 | 05 | 30 |  | Gas extraction spaces | ガス抽出スペース
SL_55_05_70 | 55 | 05 | 70 |  | Gas treatment spaces | ガス処理スペース
SL_55_10 | 55 | 10 |  |  | Liquid fuel extraction and treatment spaces | 液体燃料の抽出処理のための空間
SL_55_10_10 | 55 | 10 | 10 |  | Oil extraction spaces | オイル抽出スペース
SL_55_10_50 | 55 | 10 | 50 |  | Oil treatment spaces | オイル処理スペース
SL_55_15 | 55 | 15 |  |  | Water extraction and treatment spaces | 水抽出処理のための空間
SL_55_15_10 | 55 | 15 | 10 |  | Water extraction spaces | 水抜きスペース
SL_55_15_50 | 55 | 15 | 50 |  | Water treatment spaces | 水処理スペース
SL_55_20 | 55 | 20 |  |  | Gas supply spaces | ガス供給のための空間
SL_55_20_34 | 55 | 20 | 34 |  | Gas storage spaces | ガス貯蔵スペース
SL_55_20_65 | 55 | 20 | 65 |  | Service gas supply pipes | サービスガス供給管
SL_55_30 | 55 | 30 |  |  | Fire extinguishing supply spaces | 消火供給のための空間
SL_55_40 | 55 | 40 |  |  | Steam supply spaces | 蒸気供給のための空間
SL_55_50 | 55 | 50 |  |  | Liquid fuel supply spaces | 液体燃料供給のための空間
SL_55_50_32 | 55 | 50 | 32 |  | Fuel storage areas | 燃料貯蔵エリア
SL_55_50_58 | 55 | 50 | 58 |  | Oil storage spaces | 石油貯蔵スペース
SL_55_60 | 55 | 60 |  |  | Process liquid supply spaces | 処理液供給のための空間
SL_55_65 | 55 | 65 |  |  | Ventilation and air conditioning spaces | 換気および空調のための空間
SL_55_70 | 55 | 70 |  |  | Water supply spaces | 給水のための空間
SL_55_70_65 | 55 | 70 | 65 |  | Private water supply pipes | 専用給水管
SL_55_90 | 55 | 90 |  |  | Piped solids supply spaces | パイプ固形物供給のための空間
SL_60 | 60 |  |  |  | Heating, cooling and refrigeration spaces | 暖房、冷房、冷凍のための空間
SL_60_30 | 60 | 30 |  |  | Rail and paving heating spaces | レール・ロードヒーティングのための空間
SL_60_40 | 60 | 40 |  |  | Space heating and cooling spaces | 室内暖房・冷房のための空間
SL_60_60 | 60 | 60 |  |  | Refrigeration spaces | 冷凍のための空間
SL_60_80 | 60 | 80 |  |  | Drying spaces | 乾燥のための空間
SL_60_80_25 | 60 | 80 | 25 |  | Drying rooms | 乾燥室
SL_70 | 70 |  |  |  | Electrical power generation and lighting spaces | 発電および照明のための空間
SL_70_10 | 70 | 10 |  |  | Electrical power generation spaces | 発電のための空間
SL_70_10_91 | 70 | 10 | 91 |  | Turbine rooms | タービン室
SL_70_30 | 70 | 30 |  |  | Electricity distribution and transmission spaces | 配電・送電用の空間
SL_70_30_35 | 70 | 30 | 35 |  | High voltage electricity substation chambers | 高電圧変電所チャンバー
SL_70_30_45 | 70 | 30 | 45 |  | Low voltage electricity substation chambers | 低電圧変電所チャンバー
SL_70_30_92 | 70 | 30 | 92 |  | Uninterruptible power supply rooms | 無停電電源装置室
SL_75 | 75 |  |  |  | Communications, security, safety and protection spaces | 通信、セキュリティ、安全、保護のための空間
SL_75_10 | 75 | 10 |  |  | Communications spaces | 通信のための空間
SL_75_10_21 | 75 | 10 | 21 |  | Communications equipment rooms | 通信機器室
SL_75_10_23 | 75 | 10 | 23 |  | Digital data transmission networks | デジタルデータ伝送ネットワーク
SL_75_10_70 | 75 | 10 | 70 |  | Radio broadcast control booths | ラジオ放送管理ブース
SL_75_10_73 | 75 | 10 | 73 |  | Radio studios | ラジオスタジオ
SL_75_10_88 | 75 | 10 | 88 |  | Telecommunications control spaces | 通信制御スペース
SL_75_10_89 | 75 | 10 | 89 |  | Telephone boxes and booths | 電話ボックスとブース
SL_75_10_90 | 75 | 10 | 90 |  | Telephone exchange spaces | 電話交換スペース
SL_75_10_91 | 75 | 10 | 91 |  | Television broadcast control booths | テレビ放送管理ブース
SL_75_10_93 | 75 | 10 | 93 |  | Television studios | テレビスタジオ
SL_75_30 | 75 | 30 |  |  | Signalling spaces | シグナルのための空間
SL_75_30_80 | 75 | 30 | 80 |  | Signal boxes | 信号ボックス
SL_75_40 | 75 | 40 |  |  | Electronic security spaces | 電子セキュリティの空間
SL_75_40_28 | 75 | 40 | 28 |  | Electronic security control rooms | 電子セキュリティ制御室
SL_75_50 | 75 | 50 |  |  | Safety and protection spaces | 安全と保護のための空間
SL_75_60 | 75 | 60 |  |  | Environmental safety | 環境安全
SL_75_70 | 75 | 70 |  |  | Control and management spaces | 制御及び管理用の空間
SL_75_80 | 75 | 80 |  |  | Protection spaces | 保護用の空間
SL_80 | 80 |  |  |  | Transport spaces | 輸送・交通のための空間
SL_80_05 | 80 | 05 |  |  | Aerospace ground spaces | 航空宇宙基地空間
SL_80_05_02 | 80 | 05 | 02 |  | Aeroplane landing strips | 飛行機の着陸帯
SL_80_05_03 | 80 | 05 | 03 |  | Aeroplane runways | 飛行機の滑走路
SL_80_05_04 | 80 | 05 | 04 |  | Aircraft fuelling spaces | 航空機給油スペース
SL_80_05_05 | 80 | 05 | 05 |  | Aircraft manoeuvring areas | 航空機操縦エリア
SL_80_05_06 | 80 | 05 | 06 |  | Aircraft standing areas | 航空機の立ち位置
SL_80_05_07 | 80 | 05 | 07 |  | Aircraft storage spaces | 航空機収納スペース
SL_80_05_33 | 80 | 05 | 33 |  | Gliding runways | グライダーの滑走路
SL_80_05_37 | 80 | 05 | 37 |  | Hang-gliding launch spaces | ハンググライダーの打ち上げスペース
SL_80_05_38 | 80 | 05 | 38 |  | Helipads | ヘリパッド
SL_80_05_82 | 80 | 05 | 82 |  | Spacecraft landing strips | 宇宙船着陸帯
SL_80_05_84 | 80 | 05 | 84 |  | Spacecraft launch pads | 宇宙船発射台
SL_80_10 | 80 | 10 |  |  | Loading and embarkation spaces | 荷物積込みおよび乗船のための空間
SL_80_10_06 | 80 | 10 | 06 |  | Baggage claim areas | 手荷物受け取りエリア
SL_80_10_07 | 80 | 10 | 07 |  | Baggage handling areas | 手荷物取り扱いエリア
SL_80_10_09 | 80 | 10 | 09 |  | Boarding areas | 搭乗エリア
SL_80_10_10 | 80 | 10 | 10 |  | Bus stops | バス停
SL_80_10_12 | 80 | 10 | 12 |  | Cargo handling areas | 貨物取扱エリア
SL_80_10_13 | 80 | 10 | 13 |  | Cargo loading areas | 貨物積載エリア
SL_80_10_16 | 80 | 10 | 16 |  | Concourses | コンコース
SL_80_10_20 | 80 | 10 | 20 |  | Customs control areas | 税関管理エリア
SL_80_10_22 | 80 | 10 | 22 |  | Departure lounges | 出発ラウンジ
SL_80_10_55 | 80 | 10 | 55 |  | Passenger gates | 旅客ゲート
SL_80_10_60 | 80 | 10 | 60 |  | Passport control offices | パスポート管理事務所
SL_80_10_77 | 80 | 10 | 77 |  | Security screening areas | 保安検査場
SL_80_10_80 | 80 | 10 | 80 |  | Ship gangways | ギャングウェイ（本船と桟橋を結ぶ可動式連絡橋）
SL_80_15 | 80 | 15 |  |  | Aerospace maintenance spaces | 航空宇宙整備のための空間
SL_80_15_01 | 80 | 15 | 01 |  | Aircraft cleaning spaces | 航空機の清掃スペース
SL_80_15_04 | 80 | 15 | 04 |  | Aircraft repair spaces | 航空機修理スペース
SL_80_15_06 | 80 | 15 | 06 |  | Airport control spaces | 空港管制スペース
SL_80_15_79 | 80 | 15 | 79 |  | Spacecraft cleaning spaces | 宇宙船の清掃スペース
SL_80_15_81 | 80 | 15 | 81 |  | Spacecraft preparation spaces | 宇宙船準備スペース
SL_80_15_82 | 80 | 15 | 82 |  | Spacecraft repair spaces | 宇宙船修理スペース
SL_80_20 | 80 | 20 |  |  | Cableways | ケーブルウェイ（索道）
SL_80_20_13 | 80 | 20 | 13 |  | Cableways | ケーブルウェイ
SL_80_30 | 80 | 30 |  |  | Cable transport storage and maintenance spaces | ケーブル輸送の保管および維持のための空間
SL_80_30_34 | 80 | 30 | 34 |  | Gondola repair and cleaning spaces | ゴンドラの修理と清掃スペース
SL_80_30_35 | 80 | 30 | 35 |  | Gondola storage spaces | ゴンドラ収納スペース
SL_80_35 | 80 | 35 |  |  | Road spaces | 道路空間
SL_80_35_04 | 80 | 35 | 04 |  | Arrestor beds | アレスタベッド（緊急停止のための施設）
SL_80_35_08 | 80 | 35 | 08 |  | Bus manoeuvring areas | バス操縦エリア
SL_80_35_11 | 80 | 35 | 11 |  | Car manoeuvring areas | 車の操縦エリア
SL_80_35_13 | 80 | 35 | 13 |  | Carriageways | 車道
SL_80_35_16 | 80 | 35 | 16 |  | Central reservations | 中央予約
SL_80_35_18 | 80 | 35 | 18 |  | Crossover spaces | クロスオーバースペース
SL_80_35_19 | 80 | 35 | 19 |  | Cycle crossings | サイクル横断
SL_80_35_20 | 80 | 35 | 20 |  | Cycle lanes | サイクルレーン
SL_80_35_22 | 80 | 35 | 22 |  | Diversion routes | 迂回ルート
SL_80_35_36 | 80 | 35 | 36 |  | Hard shoulders | 路肩
SL_80_35_37 | 80 | 35 | 37 |  | Hard standings | 駐機場
SL_80_35_39 | 80 | 35 | 39 |  | Highway pull-offs | 高速道路のプルオフ
SL_80_35_40 | 80 | 35 | 40 |  | Highway roundabouts | 高速道路のロータリー
SL_80_35_42 | 80 | 35 | 42 |  | Intersections | 交差点
SL_80_35_44 | 80 | 35 | 44 |  | Junctions | ジャンクション
SL_80_35_45 | 80 | 35 | 45 |  | Lanes | レーン
SL_80_35_46 | 80 | 35 | 46 |  | Lay-bys and passing places | レイバイと通過場所
SL_80_35_57 | 80 | 35 | 57 |  | Non-motorized use crossings | モーターを使用しない交差点
SL_80_35_59 | 80 | 35 | 59 |  | Oxbow laybys | 湾曲した待避線
SL_80_35_62 | 80 | 35 | 62 |  | Pedestrian crossings | 横断歩道
SL_80_35_63 | 80 | 35 | 63 |  | Pedestrian routes | 歩行者ルート
SL_80_35_64 | 80 | 35 | 64 |  | Pedestrian refuges and islands | 歩行者避難所とアイランド
SL_80_35_66 | 80 | 35 | 66 |  | Police ramps | 警察のランプ
SL_80_35_70 | 80 | 35 | 70 |  | Railway crossings | 踏切
SL_80_35_71 | 80 | 35 | 71 |  | Refuge areas | 避難所
SL_80_35_72 | 80 | 35 | 72 |  | Roadside rest areas | 道端の休憩所
SL_80_35_74 | 80 | 35 | 74 |  | Road sections | 道路セクション
SL_80_35_77 | 80 | 35 | 77 |  | Side reservations | サイド予約
SL_80_35_78 | 80 | 35 | 78 |  | Side road carriageways | 側道車道
SL_80_35_80 | 80 | 35 | 80 |  | Slip road carriageways | スリップ道路の車道
SL_80_35_81 | 80 | 35 | 81 |  | Soft shoulders | ソフトショルダー
SL_80_35_87 | 80 | 35 | 87 |  | Taxi ranks | タクシー乗り場
SL_80_35_90 | 80 | 35 | 90 |  | Truck manoeuvring areas | トラック操縦エリア（右左折する際の）
SL_80_35_94 | 80 | 35 | 94 |  | Vaulted spaces | ヴォールト空間
SL_80_45 | 80 | 45 |  |  | Vehicle storage spaces | 車両保管のための空間
SL_80_45_09 | 80 | 45 | 09 |  | Bus standing spaces | バス停
SL_80_45_11 | 80 | 45 | 11 |  | Car park attendant booths | 駐車場係員ブース
SL_80_45_13 | 80 | 45 | 13 |  | Car park ramps | 駐車場ランプ
SL_80_45_15 | 80 | 45 | 15 |  | Cycle parking spaces | 自転車駐車場
SL_80_45_40 | 80 | 45 | 40 |  | Indoor vehicle parking spaces | 屋内車両駐車スペース
SL_80_45_59 | 80 | 45 | 59 |  | Outdoor vehicle parking spaces | 屋外車両駐車スペース
SL_80_45_91 | 80 | 45 | 91 |  | Truck standing spaces | 大型車両駐車スペース
SL_80_50 | 80 | 50 |  |  | Railway spaces | 鉄道空間
SL_80_50_11 | 80 | 50 | 11 |  | Carriage cleaning spaces | キャリッジクリーニングスペース
SL_80_50_24 | 80 | 50 | 24 |  | Double-sided platforms | 両面プラットフォーム
SL_80_50_26 | 80 | 50 | 26 |  | Engine fuelling areas | エンジン給油エリア
SL_80_50_27 | 80 | 50 | 27 |  | Engine inspection pits | エンジン検査ピット
SL_80_50_28 | 80 | 50 | 28 |  | Engine servicing areas | エンジン整備エリア
SL_80_50_29 | 80 | 50 | 29 |  | Engine wash areas | エンジン洗浄エリア
SL_80_50_44 | 80 | 50 | 44 |  | Railway junctions | 鉄道ジャンクション
SL_80_50_47 | 80 | 50 | 47 |  | Light rail stops | ライトレール停留所
SL_80_50_50 | 80 | 50 | 50 |  | Marshalling yards | 操車場
SL_80_50_58 | 80 | 50 | 58 |  | Railway overpasses | 鉄道高架
SL_80_50_70 | 80 | 50 | 70 |  | Rail repair spaces | レール修理スペース
SL_80_50_71 | 80 | 50 | 71 |  | Railway side reservations | Railway side reservations
SL_80_50_72 | 80 | 50 | 72 |  | Railway lines | 鉄道線
SL_80_50_74 | 80 | 50 | 74 |  | Railway sections | 線区
SL_80_50_77 | 80 | 50 | 77 |  | Railway signal control spaces | 鉄道信号制御スペース
SL_80_50_79 | 80 | 50 | 79 |  | Signalling equipment room | 信号設備室
SL_80_50_80 | 80 | 50 | 80 |  | Single-sided platforms | 片面プラットフォーム
SL_80_50_85 | 80 | 50 | 85 |  | Stabling yards | 車両基地
SL_80_50_88 | 80 | 50 | 88 |  | Track paralleling huts | Track paralleling huts
SL_80_50_90 | 80 | 50 | 90 |  | Train stops | 電車止め
SL_80_50_92 | 80 | 50 | 92 |  | Railway underpasses | 鉄道地下道
SL_80_50_95 | 80 | 50 | 95 |  | Wagon decontamination spaces | 貨車の除染スペース
SL_80_50_97 | 80 | 50 | 97 |  | Wagon maintenance spaces | 貨車の整備スペース
SL_80_70 | 80 | 70 |  |  | Marine and waterways transport spaces | 海上および水上輸送のための空間
SL_80_70_11 | 80 | 70 | 11 |  | Canal lock chambers | 運河用閘門
SL_80_70_37 | 80 | 70 | 37 |  | Harbour locks | 港湾用閘門
SL_80_90 | 80 | 90 |  |  | Transport hubs | 輸送ハブ
SL_80_92 | 80 | 92 |  |  | Grid systems | グリッド（輸送網）システム
SL_80_92_34 | 80 | 92 | 34 |  | Geospatial grids | 地理空間グリッド
SL_80_92_37 | 80 | 92 | 37 |  | Horizontal alignment grids | 水平配置グリッド
SL_80_92_94 | 80 | 92 | 94 |  | Vertical alignment grids | 垂直配置グリッド
SL_80_94 | 80 | 94 |  |  | Bridge and structure spaces | 橋梁構造物の空間
SL_80_94_07 | 80 | 94 | 07 |  | Bearing shelves | ベアリング棚
SL_80_94_09 | 80 | 94 | 09 |  | Bridge aprons | 橋のエプロン（護岸？）
SL_80_94_71 | 80 | 94 | 71 |  | Retaining wall aprons | 擁壁用エプロン
SL_80_96 | 80 | 96 |  |  | Tunnel and shaft spaces | トンネルと立て坑の空間
SL_80_96_15 | 80 | 96 | 15 |  | Concourse tunnels | コンコーストンネル
SL_80_96_18 | 80 | 96 | 18 |  | Crossover tunnels | クロスオーバー（渡り線）トンネル
SL_80_96_20 | 80 | 96 | 20 |  | Drift tunnel portals | ドリフトトンネルポータル
SL_80_96_58 | 80 | 96 | 58 |  | Overrun tunnels | オーバーラントンネル
SL_80_96_60 | 80 | 96 | 60 |  | Passageway tunnels | 地下歩行通路トンネル
SL_80_96_64 | 80 | 96 | 64 |  | Platform tunnels | プラットフォームトンネル（地下鉄の駅など）
SL_80_96_78 | 80 | 96 | 78 |  | Sidings tunnels | Sidings tunnels
SL_80_98 | 80 | 98 |  |  | Transport kinematic envelopes | 交通施設の車両限界
SL_80_98_09 | 80 | 98 | 09 |  | Bridge headrooms | 橋梁のあき高（頭上スペース）
SL_80_98_15 | 80 | 98 | 15 |  | Collapse radius | Collapse radius
SL_80_98_46 | 80 | 98 | 46 |  | Lateral safety zones | 側面の安全地帯
SL_80_98_48 | 80 | 98 | 48 |  | Longitudinal safety zones | 縦の安全地帯
SL_80_98_75 | 80 | 98 | 75 |  | Safety clearance zones | 安全クリアランスゾーン
SL_80_98_85 | 80 | 98 | 85 |  | Swept path areas | Swept path areas
SL_80_98_90 | 80 | 98 | 90 |  | Tunnel headrooms | トンネルの頭上スペースあき高
SL_80_98_97 | 80 | 98 | 97 |  | Working widths | 作業幅
SL_90 | 90 |  |  |  | General spaces | その他一般の空間
SL_90_10 | 90 | 10 |  |  | Circulation spaces | 資源循環のための空間
SL_90_10_02 | 90 | 10 | 02 |  | Airlocks | エアロック（気圧調整のため）
SL_90_10_04 | 90 | 10 | 04 |  | Atriums | アトリウム
SL_90_10_08 | 90 | 10 | 08 |  | Breezeways | (家とガレージなどの間の)屋根付きの通路
SL_90_10_15 | 90 | 10 | 15 |  | Corridors | 廊下
SL_90_10_16 | 90 | 10 | 16 |  | Covered walkways and internal bridges | 屋根付きの通路と内部の橋
SL_90_10_24 | 90 | 10 | 24 |  | Drop-off and collection areas | 乗降場
SL_90_10_27 | 90 | 10 | 27 |  | Entrance halls | エントランスホール
SL_90_10_28 | 90 | 10 | 28 |  | Escalators | エスカレーターと動く歩道
SL_90_10_34 | 90 | 10 | 34 |  | Goods conveyors | 商品コンベヤー
SL_90_10_36 | 90 | 10 | 36 |  | Hallways | 廊下
SL_90_10_46 | 90 | 10 | 46 |  | Landings | 上陸場
SL_90_10_47 | 90 | 10 | 47 |  | Lifts | リフト
SL_90_10_51 | 90 | 10 | 51 |  | Lobbies | ロビー
SL_90_10_64 | 90 | 10 | 64 |  | Porches | ポーチ
SL_90_10_68 | 90 | 10 | 68 |  | Public squares | 公共広場
SL_90_10_71 | 90 | 10 | 71 |  | Retail circulation spaces | 小売流通スペース
SL_90_10_77 | 90 | 10 | 77 |  | Shelters | 避難所
SL_90_10_87 | 90 | 10 | 87 |  | Stairways | 階段
SL_90_10_90 | 90 | 10 | 90 |  | Travellators | 旅行者
SL_90_10_94 | 90 | 10 | 94 |  | Vestibules | 前庭
SL_90_10_95 | 90 | 10 | 95 |  | Walkways | 通路
SL_90_10_96 | 90 | 10 | 96 |  | Wheelchair circulation spaces | 車いす循環スペース
SL_90_20 | 90 | 20 |  |  | Common spaces | 共用空間（コモンスペース）
SL_90_20_01 | 90 | 20 | 01 |  | Accident and emergency waiting rooms | 事故および緊急待合室
SL_90_20_02 | 90 | 20 | 02 |  | Air spaces | 空域
SL_90_20_04 | 90 | 20 | 04 |  | Audience seating areas | 観客席
SL_90_20_05 | 90 | 20 | 05 |  | Audience standing areas | 聴衆立ち位置
SL_90_20_08 | 90 | 20 | 08 |  | Breakout spaces | 休憩室
SL_90_20_13 | 90 | 20 | 13 |  | Changing rooms | 更衣室
SL_90_20_14 | 90 | 20 | 14 |  | Cloakrooms | クローク
SL_90_20_15 | 90 | 20 | 15 |  | Corporate boxes and VIP seating | VIPボックス
SL_90_20_16 | 90 | 20 | 16 |  | Customer service counter areas | カスタマーサービスカウンターエリア
SL_90_20_69 | 90 | 20 | 69 |  | Queuing areas | 待ち行列エリア
SL_90_20_82 | 90 | 20 | 82 |  | Spectator seating areas | 観客席エリア
SL_90_20_83 | 90 | 20 | 83 |  | Spectator standing areas | 観客立ち席
SL_90_20_85 | 90 | 20 | 85 |  | Staffrooms | スタッフルーム
SL_90_20_88 | 90 | 20 | 88 |  | Temporary seating areas | 仮設の観客席
SL_90_20_89 | 90 | 20 | 89 |  | Ticket offices | チケット売り場
SL_90_20_96 | 90 | 20 | 96 |  | Waiting rooms | 待合室
SL_90_20_98 | 90 | 20 | 98 |  | Work booths | 作業ブース
SL_90_30 | 90 | 30 |  |  | Construction voids | 建設作業におけるボイド（中空）
SL_90_30_25 | 90 | 30 | 25 |  | Excavation volumes | 掘削量
SL_90_30_30 | 90 | 30 | 30 |  | Finishes allowances | 仕上げの境界
SL_90_30_80 | 90 | 30 | 80 |  | Space proofing envelopes | Space proofing envelopes
SL_90_30_90 | 90 | 30 | 90 |  | Tolerance zones | 許容ゾーン
SL_90_40 | 90 | 40 |  |  | General levels | 一般レベル
SL_90_40_46 | 90 | 40 | 46 |  | Levels | レベル（高さ）
SL_90_50 | 90 | 50 |  |  | Storage spaces | 収納貯蔵のための空間
SL_90_50_04 | 90 | 50 | 04 |  | Arms depots and armouries | 武器庫と武器庫
SL_90_50_06 | 90 | 50 | 06 |  | Baggage storage areas | 手荷物保管エリア
SL_90_50_07 | 90 | 50 | 07 |  | Battery stores | バッテリー専門店
SL_90_50_08 | 90 | 50 | 08 |  | Blood banks | 血液バンク
SL_90_50_09 | 90 | 50 | 09 |  | Boat storage spaces | ボート収納スペース
SL_90_50_11 | 90 | 50 | 11 |  | Cargo storage areas | 貨物保管場所
SL_90_50_12 | 90 | 50 | 12 |  | Carports | カーポート
SL_90_50_13 | 90 | 50 | 13 |  | Chemicals stores | 化学品店
SL_90_50_14 | 90 | 50 | 14 |  | Clothes stores | 洋服店
SL_90_50_15 | 90 | 50 | 15 |  | Cold stores | 冷蔵店
SL_90_50_16 | 90 | 50 | 16 |  | Cleaners' cupboards | 掃除用具スペース
SL_90_50_17 | 90 | 50 | 17 |  | Cycle storage spaces | サイクル収納スペース
SL_90_50_25 | 90 | 50 | 25 |  | Dungsteads | 堆肥場
SL_90_50_27 | 90 | 50 | 27 |  | Equipment stores | 機器倉庫
SL_90_50_28 | 90 | 50 | 28 |  | Explosives and ordnance storerooms | 爆発物と武器庫
SL_90_50_30 | 90 | 50 | 30 |  | Feed stores | 種苗庫
SL_90_50_31 | 90 | 50 | 31 |  | Flammable chemical stores | 可燃性化学品店
SL_90_50_33 | 90 | 50 | 33 |  | Garages | ガレージ
SL_90_50_35 | 90 | 50 | 35 |  | General storerooms | 一般物置
SL_90_50_36 | 90 | 50 | 36 |  | Goods stores | グッズ店
SL_90_50_37 | 90 | 50 | 37 |  | Grain stores | 穀物店
SL_90_50_38 | 90 | 50 | 38 |  | Hazardous waste storage spaces | 危険廃棄物保管スペース
SL_90_50_44 | 90 | 50 | 44 |  | Janitor stores | 用務員室
SL_90_50_45 | 90 | 50 | 45 |  | Keg stores | 樽倉庫
SL_90_50_46 | 90 | 50 | 46 |  | Larders and pantries | はしごとパントリー
SL_90_50_47 | 90 | 50 | 47 |  | Left luggage stores | 荷物置き場
SL_90_50_48 | 90 | 50 | 48 |  | Locker rooms | ロッカールーム
SL_90_50_52 | 90 | 50 | 52 |  | Mineral storage spaces | ミネラル収納スペース
SL_90_50_54 | 90 | 50 | 54 |  | Morgues | 参考資料室（新聞社などの）
SL_90_50_55 | 90 | 50 | 55 |  | Mortuaries | 遺体安置所
SL_90_50_65 | 90 | 50 | 65 |  | Pharmaceutical stores | 医薬品庫
SL_90_50_70 | 90 | 50 | 70 |  | Raw materials storage silos | 原料貯蔵サイロ
SL_90_50_71 | 90 | 50 | 71 |  | Raw materials storage spaces | 原材料保管スペース
SL_90_50_72 | 90 | 50 | 72 |  | Raw materials storage tanks | 原料貯蔵タンク
SL_90_50_77 | 90 | 50 | 77 |  | Secure storerooms | 安全な倉庫
SL_90_50_80 | 90 | 50 | 80 |  | Solid fuel storerooms | 固形燃料貯蔵室
SL_90_50_84 | 90 | 50 | 84 |  | Storage rooms | 保管室
SL_90_50_88 | 90 | 50 | 88 |  | Tissue and organ stores | 臓器保管庫
SL_90_50_90 | 90 | 50 | 90 |  | Vaults and strong rooms | 金庫
SL_90_50_93 | 90 | 50 | 93 |  | Walk-in wardrobes | ウォークインワードローブ
SL_90_50_98 | 90 | 50 | 98 |  | Wine cellars | ワインセラー
SL_90_60 | 90 | 60 |  |  | Unoccupied voids | ボイド（中空）の空間
SL_90_60_01 | 90 | 60 | 01 |  | Access spaces | アクセススペース
SL_90_60_02 | 90 | 60 | 02 |  | Air shafts | エアシャフト
SL_90_60_10 | 90 | 60 | 10 |  | Cavities | 空洞
SL_90_60_12 | 90 | 60 | 12 |  | Chimneys | 煙突
SL_90_60_13 | 90 | 60 | 13 |  | Chutes | シュート
SL_90_60_18 | 90 | 60 | 18 |  | Crawl spaces | 建物の床の下の低いスペース
SL_90_60_49 | 90 | 60 | 49 |  | Lift pits | リフトのピット
SL_90_60_50 | 90 | 60 | 50 |  | Lift shafts | リフトのシャフト
SL_90_60_51 | 90 | 60 | 51 |  | Light wells | ライトウェル
SL_90_60_64 | 90 | 60 | 64 |  | Platform voids | 踊り場のボイド（空隙）
SL_90_60_72 | 90 | 60 | 72 |  | Roof surface spaces | 屋根面スペース
SL_90_60_74 | 90 | 60 | 74 |  | Roof voids | 屋根のボイド
SL_90_90 | 90 | 90 |  |  | Plant and control spaces | プラントと制御空間
SL_90_90_01 | 90 | 90 | 01 |  | Access floor voids | アクセス階のボイド
SL_90_90_08 | 90 | 90 | 08 |  | Boiler rooms | ボイラー室
SL_90_90_13 | 90 | 90 | 13 |  | Ceiling voids | 天井のボイド
SL_90_90_15 | 90 | 90 | 15 |  | Control rooms | 制御室
SL_90_90_32 | 90 | 90 | 32 |  | Furnace rooms | 炉室
SL_90_90_42 | 90 | 90 | 42 |  | Incinerator rooms | 焼却室
SL_90_90_48 | 90 | 90 | 48 |  | Lift machine rooms | リフト機械室
SL_90_90_64 | 90 | 90 | 64 |  | Plant rooms | 植物室
SL_90_90_68 | 90 | 90 | 68 |  | Pump rooms | ポンプ室
SL_90_90_77 | 90 | 90 | 77 |  | Server rooms | サーバールーム
SL_90_90_78 | 90 | 90 | 78 |  | Services shafts | サービスシャフト
SL_90_90_85 | 90 | 90 | 85 |  | Switch rooms | 交換室
SL_90_90_87 | 90 | 90 | 87 |  | Tank rooms | タンクルーム
SL_90_90_90 | 90 | 90 | 90 |  | Transformer rooms | 変圧器室
SL_90_90_96 | 90 | 90 | 96 |  | Wall services voids | 壁埋込設備のボイド

## EF
EF Elements/ functions - 21 October 2020 - v1.7
Code | Group | Sub group | Section | Object | Title | 日本語意訳(2020.11-BSIJ) | 出典(2020.10-BSIJ) | NBS Code | NRM | 定義Ss, Prのみ
EF_20 | 20 |  |  |  | Structural elements | 構造エレメント（躯体）
EF_20_05 | 20 | 05 |  |  | Substructure | 下部構造（基礎躯体・地下躯体）
EF_20_05_30 | 20 | 05 | 30 |  | Foundations | 基礎
EF_20_10 | 20 | 10 |  |  | Superstructure | 上部構造（地上躯体） | 建築学用語辞典第2版
EF_20_10_15 | 20 | 10 | 15 |  | Composite structures | 複合構造
EF_20_10_30 | 20 | 10 | 30 |  | Framed structures | 架構式構造
EF_20_10_50 | 20 | 10 | 50 |  | Membrane structures | 膜構造
EF_20_10_75 | 20 | 10 | 75 |  | Shell structures | シェル構造
EF_20_10_80 | 20 | 10 | 80 |  | Solid structures | ソリッド構造
EF_20_50 | 20 | 50 |  |  | Bridge structures | 橋構造（橋台、橋脚）
EF_20_50_01 | 20 | 50 | 01 |  | Abutments | アバットメント（橋台）
EF_20_50_07 | 20 | 50 | 07 |  | Bearings | 支承
EF_20_50_64 | 20 | 50 | 64 |  | Piers | 橋脚
EF_25 | 25 |  |  |  | Wall and barrier elements | 壁およびバリア（バリケード）エレメント
EF_25_10 | 25 | 10 |  |  | Walls | 壁
EF_25_30 | 25 | 30 |  |  | Doors and windows | 建具
EF_25_55 | 25 | 55 |  |  | Barriers | 仮囲い、養生 | https://www.michigan.gov/documents/deq/deq-wb-nps-cob_250609_7.pdf
EF_30 | 30 |  |  |  | Roofs, floor and paving elements | 屋根、床、舗装エレメント
EF_30_10 | 30 | 10 |  |  | Roofs | 屋根
EF_30_20 | 30 | 20 |  |  | Floors | 床
EF_30_60 | 30 | 60 |  |  | Pavements | 舗装
EF_30_60_60 | 30 | 60 | 60 |  | Pedestrian paving | 歩行者用舗装
EF_30_60_95 | 30 | 60 | 95 |  | Vehicular paving | 車両舗装
EF_30_70 | 30 | 70 |  |  | Bridge decks | 橋床
EF_35 | 35 |  |  |  | Stairs and ramps | 階段および傾斜路（スロープ）エレメント
EF_35_10 | 35 | 10 |  |  | Stairs | 階段
EF_35_10_30 | 35 | 10 | 30 |  | External stairs | 外部階段
EF_35_10_40 | 35 | 10 | 40 |  | Internal stairs | 内部階段
EF_35_20 | 35 | 20 |  |  | Ramps | 傾斜路（スロープ）
EF_35_20_30 | 35 | 20 | 30 |  | External ramps | 外部スロープ（ランプ）
EF_35_20_40 | 35 | 20 | 40 |  | Internal ramps | 内部スロープ（ランプ）
EF_37 | 37 |  |  |  | Tunnel, vessel and tower elements | トンネル、船舶（ベッセル）、煙突タワーエレメント
EF_37_16 | 37 | 16 |  |  | Vessels and trenches | 船舶と海溝
EF_37_16_90 | 37 | 16 | 90 |  | Trenches | トレンチ溝
EF_37_16_94 | 37 | 16 | 94 |  | Vessels | 船舶
EF_37_17 | 37 | 17 |  |  | Towers, chimneys and masts | 塔、煙突、マスト
EF_37_17_15 | 37 | 17 | 15 |  | Chimneys | 煙突
EF_37_17_35 | 37 | 17 | 35 |  | Gantries | ガントリー
EF_37_17_50 | 37 | 17 | 50 |  | Masts | マスト
EF_37_17_70 | 37 | 17 | 70 |  | Pylons | 鉄塔、パイロン
EF_37_17_90 | 37 | 17 | 90 |  | Towers | 塔（タワー）
EF_37_50 | 37 | 50 |  |  | Tunnels and shafts | トンネルとシャフト
EF_40 | 40 |  |  |  | Signage, fittings, furnishings and equipment | 標識、付属品、備品および設備（FF＆E）エレメント
EF_40_10 | 40 | 10 |  |  | Signage | サイン
EF_40_20 | 40 | 20 |  |  | Fittings | 付属品
EF_40_30 | 40 | 30 |  |  | Furnishings | 備品
EF_40_40 | 40 | 40 |  |  | Equipment | 機器
EF_45 | 45 |  |  |  | Flora and fauna elements | 動植物エレメント
EF_45_03 | 45 | 03 |  |  | Aquatic fauna elements | 水生動物エレメント
EF_45_05 | 45 | 05 |  |  | Aquatic flora elements | 水生植物エレメント
EF_45_20 | 45 | 20 |  |  | Grass and meadow elements | 草と牧草地エレメント
EF_45_45 | 45 | 45 |  |  | Land fauna elements | 陸生動物エレメント
EF_45_90 | 45 | 90 |  |  | Tree, shrub and herbaceous plant elements | 木、低木、草本植物エレメント
EF_50 | 50 |  |  |  | Waste disposal functions | 廃棄物処理機能[発生材運搬処分機能]
EF_50_10 | 50 | 10 |  |  | Gas waste collection | ガス廃棄物の収集
EF_50_20 | 50 | 20 |  |  | Wet waste collection | 含水廃棄物（生ゴミ、廃油等）収集 | https://en.wikipedia.org/wiki/Waste_sorting
EF_50_30 | 50 | 30 |  |  | Above-ground drainage collection | 地上排水収集
EF_50_35 | 50 | 35 |  |  | Below-ground drainage collection | 地下排水収集
EF_50_40 | 50 | 40 |  |  | Dry waste collection | 乾燥廃棄物収集（プラスチック、ガラス、木材、紙） | https://en.wikipedia.org/wiki/Waste_sorting
EF_50_50 | 50 | 50 |  |  | Gas waste treatment and disposal | ガス廃棄物の処理および処分
EF_50_60 | 50 | 60 |  |  | Wet waste treatment and disposal | 含水廃棄物の処理および処分
EF_50_70 | 50 | 70 |  |  | Drainage treatment and disposal | 排水の処理および処分
EF_50_75 | 50 | 75 |  |  | Wastewater treatment and disposal | 廃水廃液の処理および処分
EF_50_80 | 50 | 80 |  |  | Dry waste treatment and disposal | 乾燥廃棄物の処理および処分
EF_55 | 55 |  |  |  | Piped supply functions | 配管供給エレメント
EF_55_05 | 55 | 05 |  |  | Gas extraction and treatment | ガス抽出・処理
EF_55_10 | 55 | 10 |  |  | Liquid fuel extraction and treatment | 液体燃料抽出・処理
EF_55_15 | 55 | 15 |  |  | Water extraction and treatment | 水処理
EF_55_20 | 55 | 20 |  |  | Gas supply | ガス供給
EF_55_30 | 55 | 30 |  |  | Fire extinguishing supply | 消火用備品
EF_55_40 | 55 | 40 |  |  | Steam supply | 蒸気供給
EF_55_50 | 55 | 50 |  |  | Liquid fuel supply | 液体燃料供給
EF_55_60 | 55 | 60 |  |  | Process liquid supply | 処理液供給
EF_55_70 | 55 | 70 |  |  | Water supply | 給水
EF_55_90 | 55 | 90 |  |  | Piped solids supply | パイプ固形物供給
EF_60 | 60 |  |  |  | Heating, cooling and refrigeration functions | 暖房、冷房、冷凍機能
EF_60_30 | 60 | 30 |  |  | Rail and paving heating | 線路および舗装の融雪装置
EF_60_40 | 60 | 40 |  |  | Space heating and cooling | 室内冷暖房 | weblio
EF_60_60 | 60 | 60 |  |  | Refrigeration | 冷凍
EF_60_80 | 60 | 80 |  |  | Drying | 乾燥
EF_65 | 65 |  |  |  | Ventilation and air conditioning functions | 空調換気機能
EF_65_40 | 65 | 40 |  |  | Ventilation | 換気 | 建築学用語辞典第2版
EF_65_80 | 65 | 80 |  |  | Air conditioning | 空調 | 建築学用語辞典第2版
EF_70 | 70 |  |  |  | Electrical power and lighting functions | 電力および照明機能
EF_70_10 | 70 | 10 |  |  | Electrical power generation | 発電
EF_70_30 | 70 | 30 |  |  | Electricity distribution and transmission | 配電および送電
EF_70_80 | 70 | 80 |  |  | Lighting | 照明 | 建築学用語辞典第2版
EF_75 | 75 |  |  |  | Communications, security, safety and protection functions | 通信、セキュリティ、安全、保護機能
EF_75_10 | 75 | 10 |  |  | Communication | 通信
EF_75_30 | 75 | 30 |  |  | Signalling | 信号
EF_75_40 | 75 | 40 |  |  | Security | セキュリティ
EF_75_50 | 75 | 50 |  |  | Safety and protection | 安全と保護
EF_75_60 | 75 | 60 |  |  | Environmental safety | 環境安全性 | 英辞郎
EF_75_70 | 75 | 70 |  |  | Control and management | 制御と管理
EF_75_80 | 75 | 80 |  |  | Protection | 保護
EF_80 | 80 |  |  |  | Transport functions | 輸送機能
EF_80_10 | 80 | 10 |  |  | Cable transport | ケーブル輸送（索道輸送） | https://en.wikipedia.org/wiki/Cable_transport
EF_80_20 | 80 | 20 |  |  | Conveyors | コンベア（輸送） | JIS
EF_80_30 | 80 | 30 |  |  | Cranes and hoists | クレーンとホイスト
EF_80_50 | 80 | 50 |  |  | Lifts | リフト
EF_80_70 | 80 | 70 |  |  | Rail tracks | 線路

## Ss
Ss Systems - 21 October 2020 - v1.20
Code | Group | Sub group | Section | Object | Title | 日本語意訳(2020.11-BSIJ) | 出典(2020.10-BSIJ) | NBS Code | NRM | 定義Ss, Prのみ
Ss_15 | 15 |  |  |  | Earthworks, remediation and temporary systems | 土工、修復、仮設システム
Ss_15_10 | 15 | 10 |  |  | Groundworks and earthworks systems | 地下および土工システム
Ss_15_10_30 | 15 | 10 | 30 |  | Excavating, filling and erosion control systems | 掘削、埋戻し、充填、盛土、侵食制御システム | 公共建築工事標準仕様書（建築工事編）平成31年度
Ss_15_10_30_05 | 15 | 10 | 30 | 05 | Backfill systems | 埋戻しシステム | 公共建築工事標準仕様書（建築工事編）平成31年度
Ss_15_10_30_25 | 15 | 10 | 30 | 25 | Earthworks excavating systems | 土工掘削システム | 公共建築工事標準仕様書（建築工事編）平成31年度 | 10-35-35/125 Earthworks excavating system; | 0.4.2 Soil stabilisation measures; 0.1.1 Toxic or hazardous material removal; 1.1.4 Basement excavation; 1.1.5 Basement retaining walls; 8.2.1 Roads, paths and pavings; 0.1.2 Contaminated land; 1.1.1 Standard foundations (default); 1.1.2 Specialist foundations; 8.1.2 Preparatory groundworks;
Ss_15_10_30_27 | 15 | 10 | 30 | 27 | Earthworks filling systems | 地盤改良システム | 建築工事標準仕様書・同解説 JASS3土工事および山留工事 | 10-35-35/127 Earthworks filling system; | 1.1.4 Basement excavation; 1.1.5 Basement retaining walls; 8.2.1 Roads, paths and pavings (default); 8.1.2 Preparatory groundworks; 8.3.2 External planting; | An earthworks filling system typically comprises of items such as sub-grade improvement layer, venting layer and fill materials.
Ss_15_10_30_29 | 15 | 10 | 30 | 29 | Earthworks filling systems around trees | 木の周りの土工充填（締固め）システム | filling ：盛土 建築英語辞典（星野和弘著） | 10-35-35/130 Earthworks filling system around trees; | 4.1.7 Internal planting; 8.3.2 External planting (default); | An earthworks filling system around trees typically comprises of items such as tree root barriers and backfill for tree root barriers.
Ss_15_10_30_31 | 15 | 10 | 30 | 31 | Earthworks filling systems behind retaining walls | 擁壁背面土工充填（締固め）システム | filling ：盛土 建築英語辞典（星野和弘著） | 10-35-35/132 Earthworks filling system behind retaining walls; | 1.1.5 Basement retaining walls (default); 8.4.3 Retaining walls; | An earthworks filling system behind retaining walls typically comprises of items such as fill materials and samples required.
Ss_15_10_30_33 | 15 | 10 | 30 | 33 | Erosion control systems | 侵食制御（砂防）システム | http://ir.lib.u-ryukyu.ac.jp/handle/20.500.12000/3775 | 10-35-35/135 Erosion control system; | 0.4.2 Soil stabilisation measures (default); 8.3.1 Seeding and turfing; | An erosion control system typically comprises of items such as erosion control components, fixings for erosion control components and samples required.
Ss_15_10_30_65 | 15 | 10 | 30 | 65 | Puddled clay lining systems | 粘土ライニング（背面粘土池）システム |  | 10-35-35/160 Puddled clay lining systems; | 8.6.2 Ancillary drainage systems; 8.6.4 Land drainage; 8.5.2 Ornamental features (default); 8.6.3 External chemical, toxic and industrial liquid waste drainage; | A puddled clay lining systems typically comprises of items such as protective layer, lining and samples required.
Ss_15_10_30_90 | 15 | 10 | 30 | 90 | Topsoil filling systems | 表土充填（盛土）システム | filling ：盛土 建築英語辞典（星野和弘著） | 10-35-35/185 Topsoil filling system; | 4.1.7 Internal planting; 8.3.2 External planting (default); | A topsoil filling system typically comprises of items such as fill materials, reinforcement and samples required.
Ss_15_10_33 | 15 | 10 | 33 |  | Ground gas disposal systems | 地中ガス処理システム |  |  |  | A ground gas collection and venting system typically comprises of items such as gas collection, gas proof membrane and venting and outlets.
Ss_15_10_33_34 | 15 | 10 | 33 | 34 | Ground gas collection and venting systems | 地中ガス回収および排出システム |  | 10-60-35/130 Ground gas collection and venting system; | 0.4.3 Ground gas venting measures (default); | A ground gas collection and venting system typically comprises of items such as gas collection, gas proof membrane and venting and outlets.
Ss_15_10_35 | 15 | 10 | 35 |  | Ground remediation systems | 地中修復（地盤改良）システム
Ss_15_10_35_07 | 15 | 10 | 35 | 07 | Bioremediation systems | バイオレメディエーション（微生物土壌浄化）システム
Ss_15_10_35_23 | 15 | 10 | 35 | 23 | Deep dry soil mixing systems | 深層乾燥土壌混合（乾式深層混合処理）システム
Ss_15_10_35_25 | 15 | 10 | 35 | 25 | Dynamic deep compaction systems | 動的深部圧縮システム | compaction：締固め 建築英語辞典（星野和弘著）
Ss_15_10_35_92 | 15 | 10 | 35 | 92 | Vibro-compaction systems | 振動圧縮（転圧）システム | https://ci.nii.ac.jp/naid/130003801587/
Ss_15_10_35_94 | 15 | 10 | 35 | 94 | Vibro-stone column systems | 振動石柱（サンドコンパクションパイル）システム | ｽﾄｰﾝｺﾗﾑ工法（ｻﾝﾄﾞｺﾝﾊﾟｸｼｮﾝﾊﾟｲﾙ工法による締固め改良地盤の微視構造に関する研究）
Ss_15_10_35_97 | 15 | 10 | 35 | 97 | Wet soil mixing systems | 湿式土壌混合（深層混合処理）システム
Ss_15_10_45 | 15 | 10 | 45 |  | Landfill systems | 埋め立てシステム
Ss_15_10_76 | 15 | 10 | 76 |  | Site waste disposal systems | サイト廃棄物処理システム
Ss_15_10_76_21 | 15 | 10 | 76 | 21 | Dewatering systems | 脱水システム
Ss_15_10_78 | 15 | 10 | 78 |  | Slurry wall systems | スラリー壁システム（地中連続壁）
Ss_15_10_80 | 15 | 10 | 80 |  | Stabilization systems | 安定化（法面成形）システム | 土木工事共通仕様書 |  |  | A rock bolting system typically comprises of items such as rock bolts, joints in rock bolts and grout.
Ss_15_10_80_15 | 15 | 10 | 80 | 15 | Concrete column stabilization systems | コンクリート柱安定化システム
Ss_15_10_80_70 | 15 | 10 | 80 | 70 | Rock bolting and dowelling systems | ロックボルト締め（法面保護）およびダウエルシステム |  | 10-35-80/120 Rock bolting system; |  | A rock bolting system typically comprises of items such as rock bolts, joints in rock bolts and grout.
Ss_15_10_80_80 | 15 | 10 | 80 | 80 | Soil nailing systems | アースアンカーシステム |  | 10-35-85/110 Soil nailing system; | 0.4.2 Soil stabilisation measures (default); | A soil nailing system typically comprises of items such as soil nails, proprietary soil nails and joints in soil nails.
Ss_15_10_80_85 | 15 | 10 | 80 | 85 | Subterranean void filling systems | 地下ボイド充填システム
Ss_15_30 | 15 | 30 |  |  | Remediation, repair and renovation systems | 修復、修理、改修システム
Ss_15_30_10 | 15 | 30 | 10 |  | Building services remediation systems | 建物サービス修復システム
Ss_15_30_12 | 15 | 30 | 12 |  | Ceramics repair and renovation systems | セラミックス（陶器）修理および改修システム
Ss_15_30_15 | 15 | 30 | 15 |  | Concrete and masonry cleaning systems | コンクリートおよび石積み洗浄システム |  |  |  | A concrete cleaning system typically comprises of items such as current reports, preparation and cleaning operations.
Ss_15_30_15_15 | 15 | 30 | 15 | 15 | Concrete cleaning systems | コンクリート洗浄システム |  | 10-70-15/120 Concrete cleaning system; | 7.5.1 Cleaning (default); | A concrete cleaning system typically comprises of items such as current reports, preparation and cleaning operations.
Ss_15_30_15_50 | 15 | 30 | 15 | 50 | Masonry cleaning systems | 石積み洗浄システム |  | 10-70-15/150 Masonry cleaning system; | 7.5.1 Cleaning (default); | A masonry cleaning system typically comprises of items such as current reports, preparation and cleaning operations.
Ss_15_30_15_65 | 15 | 30 | 15 | 65 | Preliminary concrete cleaning systems | コンクリート事前予備洗浄システム |  | 10-70-15/110 Concrete and masonry cleaning trials system; | 7.5.1 Cleaning (default); | A concrete and masonry cleaning trials system typically comprises of items such as current reports, preparation and cleaning operations.
Ss_15_30_15_66 | 15 | 30 | 15 | 66 | Preliminary masonry cleaning systems | 石積み予備洗浄システム |  | 10-70-15/110 Concrete and masonry cleaning trials system; | 7.5.1 Cleaning (default); | A concrete and masonry cleaning trials system typically comprises of items such as current reports, preparation and cleaning operations.
Ss_15_30_17 | 15 | 30 | 17 |  | Concrete repair and renovation systems | コンクリート補修および改修システム |  |  |  | A bonded steel plate repair system typically comprises of items such as bonded plate, bonding medium and samples required.
Ss_15_30_17_10 | 15 | 30 | 17 | 10 | Bonded steel plate repair systems | 鋼板接着補修システム |  | 10-70-20/110 Bonded steel plate repair system; | 7.6.2 Concrete repairs (default); 7.1.1 Minor demolition and alteration works; | A bonded steel plate repair system typically comprises of items such as bonded plate, bonding medium and samples required.
Ss_15_30_17_12 | 15 | 30 | 17 | 12 | Concrete crack repair or filling systems | コンクリートクラック補修および充填システム |  | 10-70-20/115 Concrete crack repair system; | 7.6.2 Concrete repairs (default); | A concrete crack repair system typically comprises of items such as crack fill material.
Ss_15_30_17_14 | 15 | 30 | 17 | 14 | Concrete mortar or overlay systems | コンクリートモルタル補修およびオーバーレイシステム |  | 10-70-20/120 Concrete or mortar overlay system; | 7.6.2 Concrete repairs (default); | A concrete or mortar overlay system typically comprises of items such as coatings, reinforcement and movement joints.
Ss_15_30_17_16 | 15 | 30 | 17 | 16 | Concrete protective coating systems | コンクリート保護コーティングシステム |  | 10-70-20/125 Concrete protective coating system; | 7.5.2 Protective coatings (default); | A concrete protective coating system typically comprises of items such as coatings and samples required.
Ss_15_30_17_18 | 15 | 30 | 17 | 18 | Concrete repair systems | コンクリート補修システム |  | 10-70-20/130 Concrete repair system; | 7.6.2 Concrete repairs (default); | A concrete repair system typically comprises of items such as reinforcement, corrosion prevention and concrete replacement.
Ss_15_30_17_85 | 15 | 30 | 17 | 85 | Sprayed concrete repair systems | 吹付けコンクリート補修システム |  | 10-70-20/140 Sprayed concrete repair system; |  | A sprayed concrete repair system typically comprises of items such as concrete, reinforcement and anchors for sprayed concrete.
Ss_15_30_32 | 15 | 30 | 32 |  | Fungus and beetle eradication systems | 真菌およびカブト虫駆除システム |  |  |  | A treatment systems for beetle infected timber typically comprises of items such as scope of work, type of infestation and damage category.
Ss_15_30_32_05 | 15 | 30 | 32 | 05 | Beetle eradication systems | カブトムシ駆除システム |  | 10-70-30/120 Treatment systems for beetle infected timber; | 7.3.2 Fungus/beetle eradication (default); | A treatment systems for beetle infected timber typically comprises of items such as scope of work, type of infestation and damage category.
Ss_15_30_32_15 | 15 | 30 | 32 | 15 | Combined fungus and beetle treatment systems | 真菌およびカブト虫駆除システム |  | 10-70-30/130 Treatment systems for combined fungus and beetle infected timber; | 7.3.2 Fungus/beetle eradication (default); | A treatment systems for combined fungus and beetle infected timber typically comprises of items such as scope of work, type of infestation and damage category.
Ss_15_30_32_35 | 15 | 30 | 32 | 35 | Hot air infestation treatment systems | 熱風侵入処理システム |  | 10-70-30/735 Hot air treatment;
Ss_15_30_32_50 | 15 | 30 | 32 | 50 | Masonry fungus treatment systems | 石積み真菌処理システム |  | 10-70-30/140 Treatment systems for fungus infected masonry; | 7.3.2 Fungus/beetle eradication (default); | A treatment systems for fungus infected masonry typically comprises of items such as scope of work, type of infestation and drying out affected masonry.
Ss_15_30_32_85 | 15 | 30 | 32 | 85 | Termite treatment systems | シロアリ処理システム
Ss_15_30_32_90 | 15 | 30 | 32 | 90 | Timber fungus treatment systems | 木材真菌処理システム |  | 10-70-30/150 Treatment systems for fungus infected timber; | 7.3.2 Fungus/beetle eradication (default); | A treatment systems for fungus infected timber typically comprises of items such as scope of work, type of infestation and drying out affected timber.
Ss_15_30_33 | 15 | 30 | 33 |  | Glass repair and renovation systems | ガラス補修および改修システム
Ss_15_30_50 | 15 | 30 | 50 |  | Masonry repair and renovation systems | 石積み修理および改修システム |  |  |  | A masonry repair system typically comprises of items such as pre-tender survey, contract survey and preparation.
Ss_15_30_50_50 | 15 | 30 | 50 | 50 | Masonry repair systems | 石積み補修システム |  | 10-70-55/155 Masonry repair system; | 7.6.1 Masonry repairs (default); 7.1.1 Minor demolition and alteration works; | A masonry repair system typically comprises of items such as pre-tender survey, contract survey and preparation.
Ss_15_30_50_53 | 15 | 30 | 50 | 53 | Mortar joint repair systems | 石積み目地モルタル補修システム |  | 10-70-65/150 Mortar repairs system; | 7.6.1 Masonry repairs (default); | A mortar repairs system typically comprises of items such as pre-tender survey, contract survey and preparation.
Ss_15_30_50_55 | 15 | 30 | 50 | 55 | Mortar repointing systems | 石積み目地モルタル再補修システム |  | 10-70-65/155 Mortar repointing system; | 7.6.1 Masonry repairs (default); | A mortar repointing system typically comprises of items such as pre-tender survey, contract survey and preparation.
Ss_15_30_52 | 15 | 30 | 52 |  | Metal repair and renovation systems | 金属補修および改修システム
Ss_15_30_52_03 | 15 | 30 | 52 | 03 | Aluminium repair systems | アルミ補修システム
Ss_15_30_52_15 | 15 | 30 | 52 | 15 | Copper repair systems | 銅補修システム
Ss_15_30_52_42 | 15 | 30 | 52 | 42 | Iron repair systems | 鉄部補修システム
Ss_15_30_52_46 | 15 | 30 | 52 | 46 | Lead repair systems | 鉛補修システム
Ss_15_30_52_84 | 15 | 30 | 52 | 84 | Steel repair systems | 鋼材補修システム
Ss_15_30_65 | 15 | 30 | 65 |  | Pipeline renovation systems | パイプライン改修システム |  |  |  | A close fit plastics pipe lining system typically comprises of items such as system performance, survey and lining product.
Ss_15_30_65_15 | 15 | 30 | 65 | 15 | Close-fit plastics pipe lining systems | 密着プラスチックパイプライニングシステム |  | 10-80-60/110 Close fit plastics pipe lining system; |  | A close fit plastics pipe lining system typically comprises of items such as system performance, survey and lining product.
Ss_15_30_65_17 | 15 | 30 | 65 | 17 | Continuous plastics pipe lining systems | 連続プラスチックパイプライニングシステム |  | 10-80-60/150 Continuous plastics pipe lining system; |  | A continuous plastics pipe lining system typically comprises of items such as system performance, survey and lining product.
Ss_15_30_65_20 | 15 | 30 | 65 | 20 | Cured in place lining systems | 硬化（現場補修）ライニングシステム |  | 10-80-60/120 Cured in place lining system; |  | A cured in place lining system typically comprises of items such as system performance, survey and lining.
Ss_15_30_65_65 | 15 | 30 | 65 | 65 | Preformed lining systems | 予備成形（既成）ライニングシステム |  | 10-80-60/105 Preformed lining system; |  | A preformed lining system typically comprises of items such as system performance, survey and lining.
Ss_15_30_65_72 | 15 | 30 | 65 | 72 | Rigidly anchored plastics inner layer (RAPL) lining systems | 硬質プラスチック内層（RAPL）ライニングシステム |  | 10-80-60/130 Rigidly anchored plastics inner layer (RAPL) lining system; |  | A rigidly anchored plastics inner layer (rapl) lining system typically comprises of items such as system performance, survey and plastics inner layer.
Ss_15_30_65_80 | 15 | 30 | 65 | 80 | Spray lining systems | スプレー塗布ライニングシステム
Ss_15_30_65_81 | 15 | 30 | 65 | 81 | Spirally wound plastics pipe lining systems | スパイラルプラスチックパイプライニングシステム |  | 10-80-60/140 Spirally wound plastics pipe lining system; |  | A spirally wound plastics pipe lining system typically comprises of items such as system performance, survey and spirally wound plastics inner layer.
Ss_15_30_90 | 15 | 30 | 90 |  | Timber repair and renovation systems | 木材修理および改修システム |  |  |  | A timber section repair system typically comprises of items such as survey, lap members and replacement timber members.
Ss_15_30_90_82 | 15 | 30 | 90 | 82 | Timber end lap repair systems | 木材エンドラップ（端部）修理システム |  | 10-70-90/140 Timber section repair system; | 7.6.4 Timber repairs (default); 7.1.1 Minor demolition and alteration works; | A timber section repair system typically comprises of items such as survey, lap members and replacement timber members.
Ss_15_30_90_84 | 15 | 30 | 90 | 84 | Timber joint strengthening systems | 木材ジョイント継ぎ手システム |  | 10-70-90/120 Timber joint strengthening system; | 7.6.4 Timber repairs (default); 7.1.1 Minor demolition and alteration works; | A timber joint strengthening system typically comprises of items such as survey, planar and perpendicular intersections and samples required.
Ss_15_30_90_86 | 15 | 30 | 90 | 86 | Timber section repair external splice systems | 木材セクション補修外部（外付け）スプライスプレートシステム |  | 10-70-90/140 Timber section repair system; | 7.6.4 Timber repairs (default); 7.1.1 Minor demolition and alteration works; | A timber section repair system typically comprises of items such as survey, lap members and replacement timber members.
Ss_15_30_90_88 | 15 | 30 | 90 | 88 | Timber section repair internal reinforcement systems | 木材セクション補修内部補強システム |  | 10-70-90/140 Timber section repair system; | 7.6.4 Timber repairs (default); 7.1.1 Minor demolition and alteration works; | A timber section repair system typically comprises of items such as survey, lap members and replacement timber members.
Ss_15_30_90_90 | 15 | 30 | 90 | 90 | Timber section strengthening external reinforcement systems | 木材セクション強化外部補強システム |  | 10-70-90/160 Timber section strengthening system; | 7.6.4 Timber repairs (default); 7.1.1 Minor demolition and alteration works; | A timber section strengthening system typically comprises of items such as survey, lap members and replacement timber members.
Ss_15_30_90_92 | 15 | 30 | 90 | 92 | Timber section strengthening internal reinforcement systems | 木材セクション内部補強システム |  | 10-70-90/160 Timber section strengthening system; | 7.6.4 Timber repairs (default); 7.1.1 Minor demolition and alteration works; | A timber section strengthening system typically comprises of items such as survey, lap members and replacement timber members.
Ss_15_95 | 15 | 95 |  |  | Temporary works systems | 仮設システム
Ss_15_95_15 | 15 | 95 | 15 |  | Temporary preparatory works systems | 仮設準備システム
Ss_15_95_15_10 | 15 | 95 | 15 | 10 | Borehole systems | ボアホール（ウェルポイント）システム
Ss_15_95_17 | 15 | 95 | 17 |  | Temporary protection systems | 仮設保護システム
Ss_15_95_17_90 | 15 | 95 | 17 | 90 | Temporary backfill systems | 仮設埋め戻しシステム
Ss_15_95_20 | 15 | 95 | 20 |  | Temporary whole entity structural works systems | 仮設全施設構造物作業システム |  |  |  | A flying shores system typically comprises of items such as flying shore structure, connection to supported structure and connection to existing supporting walls.
Ss_15_95_20_30 | 15 | 95 | 20 | 30 | Flying shores systems | 移動式支保工システム |  | 10-85-15/130 Flying shores system; | 7.4.1 Facade retention; 0.3.1 Temporary support to adjacent structures (default); | A flying shores system typically comprises of items such as flying shore structure, connection to supported structure and connection to existing supporting walls.
Ss_15_95_20_32 | 15 | 95 | 20 | 32 | Framed retention structure systems | フレーム付き保持構造システム |  | 10-85-15/110 Framed retention structure system; | 7.4.1 Facade retention (default); 0.3.1 Temporary support to adjacent structures; | A framed retention structure system typically comprises of items such as foundations, connection to facade and connection to existing supporting walls.
Ss_15_95_20_70 | 15 | 95 | 20 | 70 | Raking shores systems | 型枠用サポートシステム |  | 10-85-15/140 Raking shores system; | 7.4.1 Facade retention; 0.3.1 Temporary support to adjacent structures (default); | A raking shores system typically comprises of items such as foundations, raking shore structure and connection to supported structure.
Ss_15_95_20_72 | 15 | 95 | 20 | 72 | Retention structure systems | 擁壁保持構造システム |  | 10-85-15/120 Retention structure system; | 7.4.1 Facade retention (default); 0.3.1 Temporary support to adjacent structures; | A retention structure system typically comprises of items such as foundations, retention structure and connection to facade.
Ss_15_95_20_75 | 15 | 95 | 20 | 75 | Scaffold retention structure systems | 足場保持構造システム
Ss_15_95_20_87 | 15 | 95 | 20 | 87 | Thrust pit systems | スラストピット（水平ボーリング）システム
Ss_15_95_25 | 15 | 95 | 25 |  | Temporary wall and barrier works systems | 仮設壁およびバリアシステム
Ss_15_95_30 | 15 | 95 | 30 |  | Temporary roof, floor and paving works systems | 仮設屋根、仮設床および仮設舗装システム
Ss_15_95_32 | 15 | 95 | 32 |  | Temporary water and land management systems | 仮設水道および敷地管理システム
Ss_15_95_32_85 | 15 | 95 | 32 | 85 | Sedimentation ponds | 沈殿池
Ss_15_95_35 | 15 | 95 | 35 |  | Temporary fixed access, tunnel, shaft, vessel and tower works systems | 仮設道路、トンネル、シャフト、船舶、タワー作業システム
Ss_15_95_40 | 15 | 95 | 40 |  | Temporary signage and fittings, furnishings and equipment (FF&E) works systems | 仮設看板、標識、付属品、備品、仮設FF&E作業システム
Ss_15_95_45 | 15 | 95 | 45 |  | Temporary flora and fauna systems | 仮設動植物システム |  |  |  | An intercropping system typically comprises of items such as preparatory work to soil and seed mix.
Ss_15_95_45_42 | 15 | 95 | 45 | 42 | Intercropping systems | 間作（混作）システム |  | 10-85-40/135 Intercropping system; | 8.3.2 External planting (default); | An intercropping system typically comprises of items such as preparatory work to soil and seed mix.
Ss_15_95_45_85 | 15 | 95 | 45 | 85 | Spoil heap temporary crop systems | ヒープ仮設作物（腐敗堆積仮設）システム |  | 10-85-40/175 Spoil heap temporary crop system; | 8.3.2 External planting (default); | A spoil heap temporary crop system typically comprises of items such as preparatory work to soil and seed mix.
Ss_15_95_45_90 | 15 | 95 | 45 | 90 | Topsoil heap temporary crop systems | 表土ヒープ仮設作物（堆積仮設）システム |  | 10-85-40/185 Topsoil heap temporary crop system; | 8.3.2 External planting (default); | A topsoil heap temporary crop system typically comprises of items such as preparatory work to soil and seed mix.
Ss_15_95_55 | 15 | 95 | 55 |  | Temporary piped supply works systems | 仮設配管システム
Ss_15_95_55_90 | 15 | 95 | 55 | 90 | Tunnelling compressed air systems | トンネル圧縮空気システム
Ss_15_95_60 | 15 | 95 | 60 |  | Temporary heating, cooling and refrigeration works systems | 仮設冷暖房システム
Ss_15_95_65 | 15 | 95 | 65 |  | Temporary ventilation and air conditioning works systems | 仮設換気空調システム
Ss_15_95_70 | 15 | 95 | 70 |  | Temporary electrical works systems | 仮設電気工事システム
Ss_15_95_75 | 15 | 95 | 75 |  | Temporary communications, security, safety, control and protection works systems | 仮設通信セキュリティー制御システム
Ss_15_95_80 | 15 | 95 | 80 |  | Temporary pavement works systems | 仮設舗装システム
Ss_15_95_80_02 | 15 | 95 | 80 | 02 | Temporary access road systems | 仮設道路システム
Ss_15_95_80_72 | 15 | 95 | 80 | 72 | Temporary roadwork systems | 仮設道路工事システム
Ss_15_95_85 | 15 | 95 | 85 |  | Temporary process engineering works systems | 仮設工程工事支援システム
Ss_15_95_90 | 15 | 95 | 90 |  | Temporary soft facility management works services | 仮設ソフト施設管理工事サービス
Ss_20 | 20 |  |  |  | Structural systems | 構造システム
Ss_20_05 | 20 | 05 |  |  | Substructure systems | 下部構造システム
Ss_20_05_15 | 20 | 05 | 15 |  | Concrete foundation systems | コンクリート基礎システム | 公共建築工事標準仕様書（建築工事編）平成31年度 |  |  | A precast concrete pad and strip foundation system typically comprises of items such as blinding, precast concrete components and tolerances of precast components.
Ss_20_05_15_65 | 20 | 05 | 15 | 65 | Precast concrete pad and strip foundation systems | プレキャストコンクリートストリップ基礎（布基礎）システム |  | 15-05-15/160 Precast concrete pad and strip foundation system; | 1.1.1 Standard foundations (default); | A precast concrete pad and strip foundation system typically comprises of items such as blinding, precast concrete components and tolerances of precast components.
Ss_20_05_15_70 | 20 | 05 | 15 | 70 | Reinforced concrete pad and strip foundation systems | 鉄筋コンクリートストリップ基礎（布基礎）システム |  | 15-05-15/110 In situ reinforced concrete pad and strip foundation system; | 1.1.1 Standard foundations (default); | An in situ reinforced concrete pad and strip foundation system typically comprises of items such as blinding, reinforcement and concrete.
Ss_20_05_15_71 | 20 | 05 | 15 | 71 | Reinforced concrete pilecap and ground beam foundation systems | 鉄筋コンクリート杭頭（独立基礎）および基礎梁システム |  | 15-05-15/120 In situ reinforced concrete pilecap and ground beam foundation system; | 1.1.1 Standard foundations (default); | An in situ reinforced concrete pilecap and ground beam foundation system typically comprises of items such as substructure formwork, blinding and underlay.
Ss_20_05_15_72 | 20 | 05 | 15 | 72 | Reinforced concrete raft foundation systems | 鉄筋コンクリートべた基礎システム |  | 15-05-15/130 In situ reinforced concrete raft foundation system; | 1.1.3 Lowest floor construction (default); | An in situ reinforced concrete raft foundation system typically comprises of items such as substructure formwork, blinding and underlay.
Ss_20_05_15_80 | 20 | 05 | 15 | 80 | Steel ground beam foundation systems | 鋼製（鉄骨）基礎梁システム |  | 15-05-15/170 Steel ground beam foundation system; | 1.1.1 Standard foundations (default); | A steel ground beam foundation system typically comprises of items such as prefabricated steel ground beam components, tolerances of prefabricated steel ground beams and samples required.
Ss_20_05_15_90 | 20 | 05 | 15 | 90 | Unreinforced concrete foundation systems for cast-in products | 非鉄筋コンクリート鋳物製品基礎システム |  | 15-05-15/135 In situ unreinforced concrete foundation system for cast in products; | 1.1.1 Standard foundations (default); | An in situ unreinforced concrete foundation system for cast in products typically comprises of items such as blinding, concrete and cast in accessories.
Ss_20_05_15_91 | 20 | 05 | 15 | 91 | Unreinforced concrete pad and strip foundation systems | 非鉄筋コンクリートストリップ基礎（布基礎）システム |  | 15-05-15/140 In situ unreinforced concrete pad and strip foundation system; | 1.1.1 Standard foundations (default); | An in situ unreinforced concrete pad and strip foundation system typically comprises of items such as blinding, concrete and designed joints.
Ss_20_05_15_92 | 20 | 05 | 15 | 92 | Unreinforced concrete trench fill foundation systems | 非鉄筋コンクリートトレンチフィル基礎（埋込み基礎）システム |  | 15-05-15/150 In situ unreinforced concrete trench fill foundation system; | 1.1.1 Standard foundations (default); | An in situ unreinforced concrete trench fill foundation system typically comprises of items such as concrete, designed joints and cast in accessories.
Ss_20_05_50 | 20 | 05 | 50 |  | Minor concrete substructure systems | 軽量コンクリート下部構造システム |  |  |  | A precast concrete foundation and plinth system typically comprises of items such as blinding, precast concrete components and samples required.
Ss_20_05_50_15 | 20 | 05 | 50 | 15 | Concrete haunching systems | コンクリートハンチシステム
Ss_20_05_50_65 | 20 | 05 | 50 | 65 | Precast concrete foundation and plinth systems | プレキャストコンクリート基礎および基礎柱システム |  | 15-05-50/140 Precast concrete foundation and plinth system; | 1.1.1 Standard foundations (default); | A precast concrete foundation and plinth system typically comprises of items such as blinding, precast concrete components and samples required.
Ss_20_05_50_70 | 20 | 05 | 50 | 70 | Reinforced concrete base or foundation systems | 鉄筋コンクリートベース基礎システム |  | 15-05-50/110 In situ reinforced concrete foundation and plinth system; | 1.1.1 Standard foundations (default); | An in situ reinforced concrete foundation and plinth system typically comprises of items such as blinding, reinforcement and concrete.
Ss_20_05_50_92 | 20 | 05 | 50 | 92 | Unreinforced concrete foundation with cast-in products systems | 非鉄筋コンクリート鋳物製品基礎システム |  | 15-05-50/120 In situ unreinforced concrete foundation system for cast in products; | 1.1.1 Standard foundations (default); | An in situ unreinforced concrete foundation system for cast in products typically comprises of items such as blinding, concrete and cast in accessories.
Ss_20_05_50_93 | 20 | 05 | 50 | 93 | Unreinforced concrete foundation and plinth systems | 非鉄筋コンクリート基礎および基礎柱システム |  | 15-05-50/130 In situ unreinforced concrete foundation and plinth system; | 1.1.1 Standard foundations (default); | An in situ unreinforced concrete foundation and plinth system typically comprises of items such as blinding, concrete and designed joints.
Ss_20_05_65 | 20 | 05 | 65 |  | Piling systems | 杭システム |  |  |  | A driven precast or prestressed concrete piling system typically comprises of items such as sperw sections and pile type.
Ss_20_05_65_24 | 20 | 05 | 65 | 24 | Driven precast or prestressed concrete piling systems | 駆動式プレキャスト既成コンクリート杭システム | 公共建築工事標準仕様書（建築工事編）平成31年度 | 15-05-65/155 Driven precast or prestressed concrete piling system; | 1.1.2 Specialist foundations (default); | A driven precast or prestressed concrete piling system typically comprises of items such as sperw sections and pile type.
Ss_20_05_65_40 | 20 | 05 | 65 | 40 | In situ concrete augered piling systems | 現場打ちコンクリートアースオーガー杭システム | 公共建築工事標準仕様書（建築工事編）平成31年度 | 15-05-65/110 In situ concrete augered piling system; | 1.1.2 Specialist foundations (default); | An in situ concrete augered piling system typically comprises of items such as sperw sections, pile type and diameter.
Ss_20_05_65_41 | 20 | 05 | 65 | 41 | In situ concrete bored piling systems | 現場打ちコンクリートボーリング杭システム | 公共建築工事標準仕様書（建築工事編）平成31年度 | 15-05-65/120 In situ concrete bored piling system; | 1.1.2 Specialist foundations (default); | An in situ concrete bored piling system typically comprises of items such as sperw sections, diameter and pile casing.
Ss_20_05_65_42 | 20 | 05 | 65 | 42 | In situ concrete cased displacement piling systems | 現場打ちコンクリートケーシング杭システム | 公共建築工事標準仕様書（建築工事編）平成31年度
Ss_20_05_65_43 | 20 | 05 | 65 | 43 | In situ concrete displacement piling systems | 現場打ちコンクリートリバース杭システム | 公共建築工事標準仕様書（建築工事編）平成31年度 | 15-05-65/140 In situ concrete displacement piling system; | 1.1.2 Specialist foundations (default); | An in situ concrete displacement piling system typically comprises of items such as sperw sections, pile dimensions and pile shoes.
Ss_20_05_65_44 | 20 | 05 | 65 | 44 | In situ concrete mini-piling or micro-piling systems | 現場コンクリート小径杭システム |  | 15-05-65/185 In situ concrete mini-piling or micro-piling system; | 1.1.2 Specialist foundations (default); | An in situ concrete mini-piling or micro-piling system typically comprises of items such as pile type, shaft diameter and casings.
Ss_20_05_65_64 | 20 | 05 | 65 | 64 | Plunge column piling systems | プランジ柱（H鋼）杭システム
Ss_20_05_65_76 | 20 | 05 | 65 | 76 | Screw piling systems | スクリュー（跳ね付き鋼管）杭システム |  | 15-05-65/180 Screw piling system; | 1.1.2 Specialist foundations (default); | A screw piling system typically comprises of items such as pile type.
Ss_20_05_65_84 | 20 | 05 | 65 | 84 | Steel bearing pile systems | 鋼製ベアリングパイル（鋼管杭）システム | 公共建築工事標準仕様書（建築工事編）平成31年度 | 15-05-65/160 Steel bearing pile system; | 1.1.2 Specialist foundations (default); | A steel bearing pile system typically comprises of items such as sperw sections, pile section and joints.
Ss_20_05_65_89 | 20 | 05 | 65 | 89 | Timber piling systems | 木製材杭システム |  | 15-05-65/170 Timber piling system; | 1.1.2 Specialist foundations (default); | A timber piling system typically comprises of items such as sperw sections, pile type and preservative treatment.
Ss_20_05_80 | 20 | 05 | 80 |  | Structural grouting systems | 構造グラウト（杭打ち・埋め込み擁壁）システム | ※specification for piling and embedded retaining walls（SPERW）：杭打ち・埋め込み擁壁の仕様 |  |  | An underpinning cementitious grout system typically comprises of items such as sperw sections, minimum compressive strength and cement.
Ss_20_05_80_12 | 20 | 05 | 80 | 12 | Cementitious grout systems | セメント系グラウトシステム |  | 15-05-90/175 Underpinning cementitious grout system; |  | An underpinning cementitious grout system typically comprises of items such as sperw sections, minimum compressive strength and cement.
Ss_20_05_80_40 | 20 | 05 | 80 | 40 | Interstitial grouting systems | 注入（浸透）システム |  | 30-70-30/110 Interstitial grouting system; |  | An interstitial grouting system typically comprises of items such as system performance and grout.
Ss_20_05_80_57 | 20 | 05 | 80 | 57 | Non-cementitious grout systems | 非セメント系グラウトシステム |  | 15-05-90/180 Underpinning non-cementitious grout system; |  | An underpinning non-cementitious grout system typically comprises of items such as constituents, mix proportions and limiting values for composition.
Ss_20_05_80_71 | 20 | 05 | 80 | 71 | Retaining wall cementitious grout systems | 擁壁セメント系グラウトシステム |  | 10-35-30/155 Retaining wall cementitious grout system; |  | A retaining wall cementitious grout system typically comprises of items such as sperw sections, minimum compressive strength and cement.
Ss_20_05_80_73 | 20 | 05 | 80 | 73 | Retaining wall self-hardening slurry systems | 擁壁自己硬化性スラリーシステム |  | 10-35-30/160 Retaining wall self-hardening slurry system; |  | A retaining wall self-hardening slurry system typically comprises of items such as supplied by, mix and properties of fresh slurry.
Ss_20_05_80_80 | 20 | 05 | 80 | 80 | Soil nailing cementitious grout systems | アースアンカーセメントグラウトシステム |  | 10-35-85/120 Soil nailing cementitious grout system; |  | A soil nailing cementitious grout system typically comprises of items such as cement, sand or filler and limiting values for composition.
Ss_20_05_90 | 20 | 05 | 90 |  | Underpinning systems | 基礎システム |  |  |  | A beam and pier underpinning system typically comprises of items such as blinding, piers and wall beams.
Ss_20_05_90_10 | 20 | 05 | 90 | 10 | Beam and pier unreinforced concrete underpinning systems | 非鉄筋地中梁式基礎システム |  | 15-05-90/110 Beam and pier underpinning system; | 8.8.3 Underpinning to external site boundary walls; 1.1.2 Specialist foundations (default); | A beam and pier underpinning system typically comprises of items such as blinding, piers and wall beams.
Ss_20_05_90_35 | 20 | 05 | 90 | 35 | Grouted underpinning systems | グラウト注入基礎システム |  | 15-05-90/120 Grouted underpinning system; | 8.8.3 Underpinning to external site boundary walls; 1.1.2 Specialist foundations (default); | A grouted underpinning system typically comprises of items such as grout.
Ss_20_05_90_45 | 20 | 05 | 90 | 45 | Jacked pile underpinning systems | ジャッキ杭基礎システム |  | 15-05-90/130 Jacked pile underpinning system; | 8.8.3 Underpinning to external site boundary walls; 1.1.2 Specialist foundations (default); | A jacked pile underpinning system typically comprises of items such as piles, needle beams and wall beams.
Ss_20_05_90_46 | 20 | 05 | 90 | 46 | Jet grouted underpinning systems | ジェットグラウト（高圧グラウト杭基礎）システム |  | 15-05-90/125 Jet grouted underpinning system; | 8.8.3 Underpinning to external site boundary walls; 1.1.2 Specialist foundations (default); | A jet grouted underpinning system typically comprises of items such as grout.
Ss_20_05_90_50 | 20 | 05 | 90 | 50 | Mass concrete underpinning systems | マスコンクリート基礎システム |  | 15-05-90/140 Mass concrete underpinning system; | 8.8.3 Underpinning to external site boundary walls; 1.1.2 Specialist foundations (default); | A mass concrete underpinning system typically comprises of items such as concrete, shear connection and packing.
Ss_20_05_90_60 | 20 | 05 | 90 | 60 | Pile and cantilever support underpinning systems | 杭および片持ち梁基礎システム |  | 15-05-90/150 Pile and cantilever support underpinning system; | 8.8.3 Underpinning to external site boundary walls; 1.1.2 Specialist foundations (default); | A pile and cantilever support underpinning system typically comprises of items such as piles, needle beams and concrete surround to needles.
Ss_20_05_90_61 | 20 | 05 | 90 | 61 | Pile and needle underpinning systems | パイルニードル（群杭）システム |  | 15-05-90/160 Pile and needle underpinning system; | 8.8.3 Underpinning to external site boundary walls; 1.1.2 Specialist foundations (default); | A pile and needle underpinning system typically comprises of items such as piles, needle beams and concrete surround to needles.
Ss_20_05_90_70 | 20 | 05 | 90 | 70 | Raking pile underpinning systems | 斜杭基礎システム |  | 15-05-90/170 Raking pile underpinning system; | 8.8.3 Underpinning to external site boundary walls; 1.1.2 Specialist foundations (default); | A raking pile underpinning system typically comprises of items such as piles, wall beams and filling to gaps between ends of wall beams.
Ss_20_10 | 20 | 10 |  |  | Structural frame systems | 構造フレームシステム
Ss_20_10_30 | 20 | 10 | 30 |  | Bridge structure systems | 橋梁構造システム |  |  |  | A footbridge system typically comprises of items such as ground preparation, barrier membrane and structure.
Ss_20_10_30_30 | 20 | 10 | 30 | 30 | Footbridge systems | 歩道橋システム |  | 20-15-25/130 Footbridge system; | 8.2.1 Roads, paths and pavings (default); 2.2.1 Floors; | A footbridge system typically comprises of items such as ground preparation, barrier membrane and structure.
Ss_20_10_30_65 | 20 | 10 | 30 | 65 | Pipe bridge systems | パイプブリッジ（配管用架台）システム
Ss_20_10_60 | 20 | 10 | 60 |  | Prefabricated framed and panelled structures | プレハブフレームおよびパネル構造 |  |  |  | A glazed structures typically comprises of items such as structure type and sample required.
Ss_20_10_60_34 | 20 | 10 | 60 | 34 | Glazed enclosure systems | ガラスカーテンウォールシステム |  | 15-75-65/130 Glazed structures; |  | A glazed structures typically comprises of items such as structure type and sample required.
Ss_20_10_60_50 | 20 | 10 | 60 | 50 | Modular pod systems | モジュラーユニットシステム |  | 15-75-65/140 Modular units (pods) system; |  | A modular units (pods) system typically comprises of items such as unit type and samples required.
Ss_20_10_60_60 | 20 | 10 | 60 | 60 | Panelled and framed modular systems | パネルおよびフレーム構造システム |  | 15-75-65/110 Panelled or framed structures; |  | A panelled or framed structures typically comprises of items such as structure type and sample required.
Ss_20_10_60_84 | 20 | 10 | 60 | 84 | Structural insulated panel systems | 構造断熱パネルシステム
Ss_20_10_60_95 | 20 | 10 | 60 | 95 | Volumetric modular systems | プレハブユニットシステム |  | 15-75-65/150 Volumetric modular system; |  | A volumetric modular system typically comprises of items such as structure type and samples required.
Ss_20_10_65 | 20 | 10 | 65 |  | Prefabricated room systems | プレハブルームシステム
Ss_20_10_65_15 | 20 | 10 | 65 | 15 | Composite pods | 複合ポッド（洗面ユニット）
Ss_20_10_65_17 | 20 | 10 | 65 | 17 | Concrete pods | コンクリートポッド
Ss_20_10_65_65 | 20 | 10 | 65 | 65 | Polypropylene pods | ポリプロピレン製ポッド
Ss_20_10_70 | 20 | 10 | 70 |  | Shelter systems | シェルターシステム |  |  |  | An animal shelter system typically comprises of items such as structural type, base and method of fixing to ground or base.
Ss_20_10_70_03 | 20 | 10 | 70 | 03 | Animal shelter systems | アニマル（動物保護）シェルターシステム |  | 35-70-75/105 Animal shelter system; | 6.1.1 Complete buildings (default); 6.1.2 Building units; | An animal shelter system typically comprises of items such as structural type, base and method of fixing to ground or base.
Ss_20_10_70_62 | 20 | 10 | 70 | 62 | People shelter systems | 避難所システム（避難用シェルター） |  | 35-70-75/155 People shelter system; | 6.1.1 Complete buildings; 8.5.1 Site/street furniture and equipment (default); | A people shelter system typically comprises of items such as structural type, base and method of fixing to ground or base.
Ss_20_10_70_64 | 20 | 10 | 70 | 64 | Plant shelter systems | 植物保護シェルターシステム |  | 35-70-75/160 Plant shelter system; | 6.1.1 Complete buildings (default); 6.1.2 Building units; | A plant shelter system typically comprises of items such as structural type, base and method of fixing to ground or base.
Ss_20_10_70_84 | 20 | 10 | 70 | 84 | Storage shelter systems | 貯蔵（収納用）シェルターシステム |  | 35-70-75/165 Storage shelter system; | 6.1.1 Complete buildings (default); 8.5.1 Site/street furniture and equipment; | A storage shelter system typically comprises of items such as structural type, base and method of fixing to ground or base.
Ss_20_10_75 | 20 | 10 | 75 |  | Structural framing systems | 構造フレームシステム |  |  |  | A heavy steel framing system typically comprises of items such as framing members, connections and anchors to concrete and masonry.
Ss_20_10_75_35 | 20 | 10 | 75 | 35 | Heavy steel framing systems | 重量鉄骨フレームシステム |  | 15-65-75/135 Heavy steel framing system; | 2.1.1 Steel frames (default); | A heavy steel framing system typically comprises of items such as framing members, connections and anchors to concrete and masonry.
Ss_20_10_75_45 | 20 | 10 | 75 | 45 | Light steel framing systems | 軽量鉄骨フレームシステム |  | 15-65-75/145 Light steel framing system; | 2.1.1 Steel frames (default); | A light steel framing system typically comprises of items such as framing members, connection fasteners and anchors to concrete and masonry.
Ss_20_10_75_65 | 20 | 10 | 75 | 65 | Precast reinforced concrete framing systems | プレキャスト鉄筋コンクリートフレームシステム |  | 15-65-75/160 Precast concrete framing system; | 2.1.4 Concrete frames (default); | A precast concrete framing system typically comprises of items such as precast concrete components, continuity reinforcement and system accessories.
Ss_20_10_75_70 | 20 | 10 | 75 | 70 | In situ reinforced concrete framing systems | 現場打ち鉄筋コンクリートフレームシステム |  | 15-65-75/140 In situ reinforced concrete framing system; | 2.1.4 Concrete frames (default); | An in situ reinforced concrete framing system typically comprises of items such as permanent formwork, concrete and anchors to existing concrete and masonry construction.
Ss_20_10_75_85 | 20 | 10 | 75 | 85 | Timber framing systems | 木材フレームシステム |  | 15-65-75/185 Timber framing system; | 2.1.5 Timber frames (default); | A timber framing system typically comprises of items such as timber framing members, sheets and boards and anchors to concrete and masonry.
Ss_20_20 | 20 | 20 |  |  | Structural beams | 地上構造梁システム
Ss_20_20_75 | 20 | 20 | 75 |  | Structural beam systems | 地上構造梁システム
Ss_20_20_75_15 | 20 | 20 | 75 | 15 | Concrete beam systems | コンクリート梁システム
Ss_20_20_75_80 | 20 | 20 | 75 | 80 | Steel beam systems | 鉄骨梁システム
Ss_20_20_75_85 | 20 | 20 | 75 | 85 | Timber beam systems | 木製梁システム
Ss_20_30 | 20 | 30 |  |  | Structural columns | 構造柱システム
Ss_20_30_75 | 20 | 30 | 75 |  | Structural column systems | 地上構造柱システム
Ss_20_30_75_15 | 20 | 30 | 75 | 15 | Concrete column systems | コンクリート柱システム
Ss_20_30_75_50 | 20 | 30 | 75 | 50 | Masonry column systems | 石積み（組石柱）システム
Ss_20_30_75_80 | 20 | 30 | 75 | 80 | Steel column systems | 鉄骨柱システム
Ss_20_30_75_85 | 20 | 30 | 75 | 85 | Timber column systems | 木製柱システム
Ss_20_40 | 20 | 40 |  |  | Structural sheet and cable systems | 構造シートおよびケーブルシステム
Ss_20_40_07 | 20 | 40 | 07 |  | Bridge suspension cable systems | 橋吊りケーブルシステム |  |  |  | A cable stayed bridge cable system typically comprises of items such as standards, stay cables and sockets.
Ss_20_40_07_11 | 20 | 40 | 07 | 11 | Cable-stayed bridge cable systems | 斜張橋ケーブルシステム |  | 15-20-20/115 Cable stayed bridge cable system; |  | A cable stayed bridge cable system typically comprises of items such as standards, stay cables and sockets.
Ss_20_40_07_85 | 20 | 40 | 07 | 85 | Suspension bridge cable systems | 吊り橋ケーブルシステム |  | 15-20-20/105 Suspension bridge cable system; |  | A suspension bridge cable system typically comprises of items such as standards, cables and sockets.
Ss_20_40_10 | 20 | 40 | 10 |  | Building cable systems | ケーブル装置システム
Ss_20_50 | 20 | 50 |  |  | Bridge abutment and pier systems | 橋台および浅橋システム
Ss_20_50_10 | 20 | 50 | 10 |  | Abutment systems | アバットメント（橋台）システム
Ss_20_50_10_10 | 20 | 50 | 10 | 10 | Bank seat abutments | バンクシートアバットメント（堤防付き橋台）システム
Ss_20_50_10_30 | 20 | 50 | 10 | 30 | Embedded retaining wall bridge abutments | 埋め込み式擁壁橋台
Ss_20_50_10_40 | 20 | 50 | 10 | 40 | Integral abutments | 一体型アバットメント（橋台一体型）
Ss_20_50_10_50 | 20 | 50 | 10 | 50 | Masonry bridge abutments | 石積み橋台橋梁
Ss_20_50_10_70 | 20 | 50 | 10 | 70 | Reinforced concrete bridge abutments | 鉄筋コンクリート製橋台橋梁
Ss_20_50_10_80 | 20 | 50 | 10 | 80 | Sheet piled bridge abutments | シートパイル橋台
Ss_20_50_10_85 | 20 | 50 | 10 | 85 | Spill-through abutments | 漏出アバットメント（流出斜面橋台）
Ss_20_50_10_90 | 20 | 50 | 10 | 90 | Tied embedded retaining wall bridge abutments | 埋め込み保持式擁壁橋台
Ss_20_50_10_95 | 20 | 50 | 10 | 95 | Wing wall systems | ウィングウォールシステム
Ss_20_50_20 | 20 | 50 | 20 |  | Bridge pier systems | 橋脚システム
Ss_20_50_20_50 | 20 | 50 | 20 | 50 | Masonry bridge piers | 石積み橋脚
Ss_20_50_20_70 | 20 | 50 | 20 | 70 | Reinforced concrete bridge piers | 鉄筋コンクリート橋脚
Ss_20_50_30 | 20 | 50 | 30 |  | Abutment and pier component systems | 橋台および橋脚コンポーネントシステム
Ss_20_50_30_11 | 20 | 50 | 30 | 11 | Capping beam systems | キャッピングビーム（山留め上部つなぎ梁）システム
Ss_20_50_30_37 | 20 | 50 | 30 | 37 | Headwall systems | 集排水口（ヘッドウォール）システム
Ss_20_50_30_80 | 20 | 50 | 30 | 80 | Spandrel arch wall systems | スパンドレルアーチ壁システム
Ss_20_60 | 20 | 60 |  |  | Retaining wall systems | 擁壁および山留システム
Ss_20_60_30 | 20 | 60 | 30 |  | Embedded retaining wall systems | 埋め込み式擁壁（山留め）システム | 公共建築工事標準仕様書（建築工事編）平成31年度 |  |  | A bored king post retaining wall system typically comprises of items such as king posts, bored piles and lagging.
Ss_20_60_30_03 | 20 | 60 | 30 | 03 | Anchored steel sheet pile retaining wall systems | アースアンカー鋼矢板擁壁システム
Ss_20_60_30_08 | 20 | 60 | 30 | 08 | Bored king post retaining wall systems | キングポスト擁壁（埋込親杭横矢板）システム |  | 10-35-30/110 Bored king post retaining wall system; | 1.1.5 Basement retaining walls; 8.4.3 Retaining walls (default); | A bored king post retaining wall system typically comprises of items such as king posts, bored piles and lagging.
Ss_20_60_30_13 | 20 | 60 | 30 | 13 | Combi retaining wall systems | 複合型鋼矢板擁壁システム
Ss_20_60_30_15 | 20 | 60 | 30 | 15 | Contiguous pile retaining wall systems | 連続杭擁壁（ソイルセメント柱列）システム |  | 10-35-30/115 Contiguous pile retaining wall system; | 1.1.5 Basement retaining walls (default); 8.4.3 Retaining walls; | A contiguous pile retaining wall system typically comprises of items such as piles, anchorages and system accessories.
Ss_20_60_30_24 | 20 | 60 | 30 | 24 | Driven king post retaining wall systems | 打込親杭横矢板擁壁システム |  | 10-35-30/120 Driven king post retaining wall system; | 1.1.5 Basement retaining walls; 8.4.3 Retaining walls (default); | A driven king post retaining wall system typically comprises of items such as king posts, lagging and lagging accessories.
Ss_20_60_30_70 | 20 | 60 | 30 | 70 | Reinforced concrete diaphragm retaining wall systems | 鉄筋コンクリートダイヤフラム擁壁（地中連続壁）システム |  | 10-35-30/125 In situ reinforced concrete diaphragm retaining wall system; | 1.1.5 Basement retaining walls (default); 8.4.3 Retaining walls; | An in situ reinforced concrete diaphragm retaining wall system typically comprises of items such as concrete, reinforcement and permanent stop-ends.
Ss_20_60_30_80 | 20 | 60 | 30 | 80 | Secant pile retaining wall systems | セカント杭（鋼管矢板）擁壁システム |  | 10-35-30/135 Secant pile retaining wall system; | 1.1.5 Basement retaining walls (default); 8.4.3 Retaining walls; | A secant pile retaining wall system typically comprises of items such as piling and system accessories.
Ss_20_60_30_83 | 20 | 60 | 30 | 83 | Slurry diaphragm retaining wall systems | スラリーダイアフラム擁壁（ソイルセメント連続壁）システム |  | 10-35-30/140 Slurry diaphragm retaining wall system; | 1.1.5 Basement retaining walls (default); | A slurry diaphragm retaining wall system typically comprises of items such as slurry, membrane and stop ends.
Ss_20_60_30_85 | 20 | 60 | 30 | 85 | Steel sheet pile retaining wall systems | 鋼矢板擁壁システム |  | 10-35-30/150 Sheet pile retaining wall system; |  | A sheet pile retaining wall system typically comprises of items such as sheet piles, treatment of vertical joints and anchorages.
Ss_20_60_30_92 | 20 | 60 | 30 | 92 | Unreinforced concrete diaphragm retaining wall systems | 非鉄筋コンクリート地中連続擁壁システム |  | 10-35-30/130 In situ unreinforced concrete diaphragm retaining wall system; | 1.1.5 Basement retaining walls (default); 8.4.3 Retaining walls; | An in situ unreinforced concrete diaphragm retaining wall system typically comprises of items such as concrete, stop ends and system accessories.
Ss_20_60_35 | 20 | 60 | 35 |  | Gravity retaining wall systems | 重力式擁壁システム |  |  |  | A caged fill retaining wall system typically comprises of items such as foundation, cages and fill material.
Ss_20_60_35_10 | 20 | 60 | 35 | 10 | Caged fill retaining wall systems | ケージ詰（蛇篭）擁壁システム |  | 10-35-40/110 Caged fill retaining wall system; | 8.4.3 Retaining walls (default); | A caged fill retaining wall system typically comprises of items such as foundation, cages and fill material.
Ss_20_60_35_13 | 20 | 60 | 35 | 13 | Concrete bagwork retaining wall systems | コンクリート袋積み擁壁システム |  | 10-35-40/195 Bagwork retaining wall system; |  | A bagwork retaining wall system typically comprises of items such as system performance, foundation and geotextile wrapping.
Ss_20_60_35_15 | 20 | 60 | 35 | 15 | Crib retaining wall systems | ベビーベッド（枠式）擁壁システム |  | 10-35-40/120 Crib retaining wall system; | 8.4.3 Retaining walls (default); | A crib retaining wall system typically comprises of items such as foundation, crib wall units and connections in timber crib walls.
Ss_20_60_35_25 | 20 | 60 | 35 | 25 | Drystack masonry unit retaining wall systems | ドライスタック組積造（乾式石積ユニット）擁壁システム |  | 10-35-40/130 Drystack masonry unit retaining wall system; | 8.4.3 Retaining walls (default); | A drystack masonry unit retaining wall system typically comprises of items such as foundation, masonry units and anchorage.
Ss_20_60_35_50 | 20 | 60 | 35 | 50 | Masonry retaining wall systems | 石積み擁壁システム |  | 10-35-40/150 Masonry retaining wall system; | 1.1.5 Basement retaining walls (default); 8.4.3 Retaining walls; | A masonry retaining wall system typically comprises of items such as foundation, wall construction and coping.
Ss_20_60_35_53 | 20 | 60 | 35 | 53 | Mesh formwork and geogrid retaining wall systems | メッシュ型枠およびジオグリッド擁壁システム
Ss_20_60_35_66 | 20 | 60 | 35 | 66 | Precast concrete stem wall retaining wall systems | プレキャストコンクリート製壁擁壁システム |  | 10-35-40/160 Precast reinforced concrete stem wall retaining wall system; | 8.4.3 Retaining walls (default); | A precast reinforced concrete stem wall retaining wall system typically comprises of items such as foundation, stem wall units and connections.
Ss_20_60_35_70 | 20 | 60 | 35 | 70 | Reinforced concrete retaining wall systems | 鉄筋コンクリート擁壁システム |  | 10-35-40/140 In situ reinforced concrete retaining wall system; | 1.1.5 Basement retaining walls (default); 8.4.3 Retaining walls; | An in situ reinforced concrete retaining wall system typically comprises of items such as reinforcement, concrete and designed joints.
Ss_20_60_35_72 | 20 | 60 | 35 | 72 | Reinforced earth retaining wall systems | 補強土擁壁システム |  | 10-35-40/170 Reinforced earth retaining wall system; | 8.4.3 Retaining walls; | A reinforced earth retaining wall system typically comprises of items such as fill material, ground stabilization products and pressure relief drainage systems.
Ss_20_60_35_90 | 20 | 60 | 35 | 90 | Timber retaining wall systems | 木材擁壁システム |  | 10-35-40/180 Timber retaining wall system; | 8.4.3 Retaining walls (default); | A timber retaining wall system typically comprises of items such as foundation, trench blinding and timber units.
Ss_20_60_35_91 | 20 | 60 | 35 | 91 | Tyre bale retaining wall systems | タイヤ積み擁壁システム |  | 10-35-40/190 Tyre bale retaining wall system; | 8.4.3 Retaining walls (default); | A tyre bale retaining wall system typically comprises of items such as tyres, fill material and anchorage.
Ss_20_70 | 20 | 70 |  |  | Structure covering and finishing systems | 構造躯体被覆および仕上げシステム
Ss_20_70_15 | 20 | 70 | 15 |  | Concrete protection systems | コンクリート保護システム
Ss_20_70_65 | 20 | 70 | 65 |  | Protective painting systems | 保護塗装システム
Ss_20_70_80 | 20 | 70 | 80 |  | Steel encasement systems | 鉄骨囲い（耐火被覆）システム
Ss_20_80 | 20 | 80 |  |  | Structure accessory systems | 構造付属（付帯）システム
Ss_20_80_60 | 20 | 80 | 60 |  | Permanent formwork systems | 常設（打込埋設）型枠システム
Ss_20_95 | 20 | 95 |  |  | Temporary structural systems | 仮設構造システム
Ss_25 | 25 |  |  |  | Wall and barrier systems | 壁およびバリケードシステム
Ss_25_10 | 25 | 10 |  |  | Framed wall systems | フレーム壁システム
Ss_25_10_20 | 25 | 10 | 20 |  | Curtain walling systems | カーテンウォールシステム | 公共建築工事標準仕様書（建築工事編）平成31年度 |  |  | A stick curtain walling system typically comprises of items such as framing, cladding units and samples required.
Ss_25_10_20_85 | 25 | 10 | 20 | 85 | Stick curtain walling systems | スティック（方立式）カーテンウォールシステム | 建築工事監理指針（17.1.1） | 25-80-15/175 Stick curtain walling system; | 2.5.1 External enclosing walls above ground level (default); | A stick curtain walling system typically comprises of items such as framing, cladding units and samples required.
Ss_25_10_20_90 | 25 | 10 | 20 | 90 | Unitized curtain walling systems | ユニット式カーテンウォールシステム | 建築工事監理指針（17.1.1） | 25-80-15/190 Unitized curtain walling system; | 2.5.1 External enclosing walls above ground level (default); | A unitized curtain walling system typically comprises of items such as framing, cladding units and samples required.
Ss_25_10_30 | 25 | 10 | 30 |  | Framed partition systems | 間仕切り壁システム | 建築基準法施行令114条 |  |  | A gypsum board partition system typically comprises of items such as damp proof course, framing and insulation.
Ss_25_10_30_35 | 25 | 10 | 30 | 35 | Gypsum board partition systems | 石膏ボードパーティションシステム | 建築工事監理指針（17.1.1） | 25-15-25/135 Gypsum board partition system; | 2.7.1 Walls and partitions (default); 2.7.2 Balustrades and handrails; | A gypsum board partition system typically comprises of items such as damp proof course, framing and insulation.
Ss_25_10_30_70 | 25 | 10 | 30 | 70 | Rigid sheet partition systems | 硬質シートパーティションシステム | 建築工事監理指針（17.1.1） | 25-15-25/170 Rigid sheet partition system; | 2.7.1 Walls and partitions (default); 2.7.2 Balustrades and handrails; | A rigid sheet partition system typically comprises of items such as damp proof course, framing and insulation.
Ss_25_10_32 | 25 | 10 | 32 |  | Framed wall structure systems | フレーム壁構造システム |  |  |  | A heavy steel framed wall structure system typically comprises of items such as framing members, connections and connection accessories.
Ss_25_10_32_03 | 25 | 10 | 32 | 03 | Aluminium wall framing systems | アルミ壁フレームシステム
Ss_25_10_32_35 | 25 | 10 | 32 | 35 | Heavy steel wall framing systems | 重鋼鉄骨壁フレームシステム |  | 25-15-35/135 Heavy steel framed wall structure system; | 2.5.2 External enclosing walls below ground level; 2.7.1 Walls and partitions; 2.5.1 External enclosing walls above ground level (default); 2.5.5 Subsidiary walls, balustrades and proprietary balconies; | A heavy steel framed wall structure system typically comprises of items such as framing members, connections and connection accessories.
Ss_25_10_32_45 | 25 | 10 | 32 | 45 | Light steel wall framing systems | 軽量鉄骨鋼壁フレーム（LGS）システム | 公共建築工事標準仕様書(14.5) | 25-15-35/145 Light steel framed wall structure system; | 2.7.1 Walls and partitions; 2.5.1 External enclosing walls above ground level (default); 2.7.2 Balustrades and handrails; 2.5.5 Subsidiary walls, balustrades and proprietary balconies; | A light steel framed wall structure system typically comprises of items such as framing members, connections and anchors to concrete and masonry.
Ss_25_10_32_58 | 25 | 10 | 32 | 58 | Plastics wall framing systems | プラスチック壁フレームシステム
Ss_25_10_32_90 | 25 | 10 | 32 | 90 | Timber wall framing systems | 木製壁組みフレームシステム | 公共建築木造工事標準仕様書(7) | 25-15-35/185 Timber framed wall structure system; | 2.7.1 Walls and partitions; 2.5.1 External enclosing walls above ground level (default); 2.7.2 Balustrades and handrails; 2.5.5 Subsidiary walls, balustrades and proprietary balconies; | A timber framed wall structure system typically comprises of items such as timber framing members, sheets and boards and assembly fasteners.
Ss_25_10_35 | 25 | 10 | 35 |  | Framed glazed systems | フレームガラスシステム |  |  |  | A sloping patent glazing system typically comprises of items such as glazing bars, glazing and fasteners.
Ss_25_10_35_35 | 25 | 10 | 35 | 35 | Glazed screen systems | ガラス壁スクリーンシステム
Ss_25_10_35_75 | 25 | 10 | 35 | 75 | Sloping patent glazing systems | ガラス壁傾斜特殊パネルシステム |  | 20-50-70/175 Sloping patent glazing system; | 2.5.1 External enclosing walls above ground level; 2.3.6 Roof features; 2.3.3 Specialist roof systems (default); 2.3.5 Rooflights, skylights and openings; | A sloping patent glazing system typically comprises of items such as glazing bars, glazing and fasteners.
Ss_25_10_35_95 | 25 | 10 | 35 | 95 | Vertical patent glazing systems | ガラス屋根システム |  | 25-80-93/195 Vertical patent glazing system; | 2.5.1 External enclosing walls above ground level (default); | A vertical patent glazing system typically comprises of items such as glazing bars, glazing and fasteners.
Ss_25_10_35_97 | 25 | 10 | 35 | 97 | Window wall glazed screen systems | ガラス窓壁システム
Ss_25_11 | 25 | 11 |  |  | Monolithic wall structure systems | 一体式壁構造（モノリシック）システム
Ss_25_11_13 | 25 | 11 | 13 |  | Cob wall systems | 穂軸壁（荒壁）システム
Ss_25_11_15 | 25 | 11 | 15 |  | Concrete form masonry unit wall systems | 補強コンクリートブロック積造システム | 公共建築工事標準仕様書(8.2)
Ss_25_11_16 | 25 | 11 | 16 |  | Concrete wall systems | コンクリート壁システム |  |  |  | A precast concrete wall system typically comprises of items such as system performance, wall units and joints.
Ss_25_11_16_65 | 25 | 11 | 16 | 65 | Precast concrete wall systems | プレキャストコンクリート壁（PCカーテンウォール）システム | 公共建築工事標準仕様書（建築工事編）平成31年度 | 25-15-35/160 Precast concrete wall system; | 2.5.2 External enclosing walls below ground level; 2.7.1 Walls and partitions (default); 2.5.1 External enclosing walls above ground level (default); 2.7.2 Balustrades and handrails; 2.5.5 Subsidiary walls, balustrades and proprietary balconies; | A precast concrete wall system typically comprises of items such as system performance, wall units and joints.
Ss_25_11_16_70 | 25 | 11 | 16 | 70 | Reinforced concrete wall structure systems | 鉄筋コンクリート壁構造システム |  | 25-15-35/140 In situ reinforced concrete wall structure system; | 2.5.2 External enclosing walls below ground level; 2.7.1 Walls and partitions; 1.1.5 Basement retaining walls; 2.5.1 External enclosing walls above ground level (default); 2.7.2 Balustrades and handrails; 2.5.5 Subsidiary walls, balustrades and proprietary balconies; | An in situ reinforced concrete wall structure system typically comprises of items such as permanent formwork, concrete and reinforcement.
Ss_25_11_16_80 | 25 | 11 | 16 | 80 | Sprayed concrete wall structure systems | 吹き付けコンクリート壁構造システム |  | 25-15-35/175 Sprayed concrete wall structure system; | 2.5.2 External enclosing walls below ground level; 2.7.1 Walls and partitions; 2.5.1 External enclosing walls above ground level (default); 2.7.2 Balustrades and handrails; 2.5.5 Subsidiary walls, balustrades and proprietary balconies; | A sprayed concrete wall structure system typically comprises of items such as concrete, reinforcement and anchors for sprayed concrete.
Ss_25_11_70 | 25 | 11 | 70 |  | Rammed earth wall systems | 土壁システム |  |  |  | A non-stabilized rammed earth wall system typically comprises of items such as system supplier, preparation and foundations.
Ss_25_11_70_55 | 25 | 11 | 70 | 55 | Non-stabilized rammed earth wall systems | 非安定化土式壁（漆喰塗り）システム |  | 25-00-70/150 Non-stabilized rammed earth wall system; | 2.5.2 External enclosing walls below ground level; 2.5.1 External enclosing walls above ground level (default); 2.5.5 Subsidiary walls, balustrades and proprietary balconies; | A non-stabilized rammed earth wall system typically comprises of items such as system supplier, preparation and foundations.
Ss_25_11_70_83 | 25 | 11 | 70 | 83 | Stabilized rammed earth plinth systems | 安定化充填土式土台システム
Ss_25_11_70_85 | 25 | 11 | 70 | 85 | Stabilized rammed earth wall systems | 安定化充填土式壁（漆喰塗り）システム |  | 25-00-70/180 Stabilized rammed earth wall system; | 2.5.2 External enclosing walls below ground level; 2.5.1 External enclosing walls above ground level (default); 2.5.5 Subsidiary walls, balustrades and proprietary balconies; | A stabilized rammed earth wall system typically comprises of items such as system supplier, preparation and foundations.
Ss_25_11_90 | 25 | 11 | 90 |  | Timber wall systems | 木造壁システム
Ss_25_11_90_15 | 25 | 11 | 90 | 15 | Cross-laminated timber wall systems | CLT壁システム
Ss_25_11_90_96 | 25 | 11 | 90 | 96 | Wood log wall systems | ウッドログウォール（丸太組構法）システム | 公共建築木造工事標準仕様書(8)
Ss_25_12 | 25 | 12 |  |  | Panel wall structure systems | パネル壁構造システム
Ss_25_12_10 | 25 | 12 | 10 |  | Brick panel wall systems | レンガパネル（石積パネル）壁システム
Ss_25_12_15 | 25 | 12 | 15 |  | Concrete panel wall systems | コンクリートパネル壁システム
Ss_25_12_15_05 | 25 | 12 | 15 | 05 | Autoclaved aerated concrete (AAC) panel wall systems | ALCパネル壁システム
Ss_25_12_15_15 | 25 | 12 | 15 | 15 | Composite concrete panel wall systems | 複合コンクリートパネル壁システム
Ss_25_12_60 | 25 | 12 | 60 |  | Panel enclosure systems | パネルエンクロージャー（機械格納）システム |  |  |  | A fully-framed panel cubicle system typically comprises of items such as panels, panel supports and doors.
Ss_25_12_60_30 | 25 | 12 | 60 | 30 | Fully-framed panel cubicle systems | パネルキュービクル（ブース型フレーム）システム |  | 25-05-60/130 Fully-framed panel cubicle system; | 2.7.4 Cubicles (default); | A fully-framed panel cubicle system typically comprises of items such as panels, panel supports and doors.
Ss_25_12_60_60 | 25 | 12 | 60 | 60 | Panel cubicle systems | パネルキュービクル（オフィスローパーティション）システム |  | 25-05-60/160 Panel cubicle system; | 2.7.4 Cubicles (default); | A panel cubicle system typically comprises of items such as panels, panel supports and pilasters.
Ss_25_12_60_65 | 25 | 12 | 60 | 65 | Privacy screen systems | プライバシー（目隠し）システム |  | 25-05-60/165 Privacy screen system; | 2.7.4 Cubicles (default); | A privacy screen system typically comprises of items such as panels, panel supports and lippings.
Ss_25_12_65 | 25 | 12 | 65 |  | Partitioning systems | パーティションシステム | 建築基準法施行令114条 |  |  | A media wall partition system typically comprises of items such as media wall unit, fasteners and system accessories.
Ss_25_12_65_50 | 25 | 12 | 65 | 50 | Media wall systems | メディアウォール（広告壁）システム |  | 25-05-65/120 Media wall partition system; | 2.7.1 Walls and partitions (default); 2.7.3 Moveable room dividers; | A media wall partition system typically comprises of items such as media wall unit, fasteners and system accessories.
Ss_25_12_65_55 | 25 | 12 | 65 | 55 | Mesh panel partition systems | メッシュパネルパーティションシステム
Ss_25_12_65_60 | 25 | 12 | 65 | 60 | Plasterboard laminated partition systems | 石膏ボードラミネートパーティションシステム
Ss_25_12_65_65 | 25 | 12 | 65 | 65 | Panel partition systems | パネルパーティションシステム |  | 25-05-65/110 Panel partition system; | 2.7.1 Walls and partitions (default); | A panel partition system typically comprises of items such as panel partitioning, fasteners and joint treatment.
Ss_25_12_65_70 | 25 | 12 | 65 | 70 | Relocatable partition and ceiling systems | 可動パーティションと天井システム
Ss_25_12_65_75 | 25 | 12 | 65 | 75 | Relocatable partition systems | 可動パーティションシステム
Ss_25_12_65_85 | 25 | 12 | 65 | 85 | Storage wall systems | 収納壁システム |  | 25-05-65/130 Storage wall partition system; | 2.7.1 Walls and partitions (default); 2.7.3 Moveable room dividers; | A storage wall partition system typically comprises of items such as storage wall unit, fasteners and system accessories.
Ss_25_12_70 | 25 | 12 | 70 |  | Retractable partition systems | 格納式パーティションシステム |  |  |  | A sliding stacking panel partition system typically comprises of items such as panel partition, hardware and filler between door frame and reveal.
Ss_25_12_70_30 | 25 | 12 | 70 | 30 | Fabric dividing partition systems | ファブリック分割パーティション（間仕切りカーテン）システム
Ss_25_12_70_80 | 25 | 12 | 70 | 80 | Sliding stacking panel partition systems | スライド式スタッキングパネルパーティション（移動間仕切り）システム |  | 25-50-20/185 Sliding stacking panel partition system; | 2.7.3 Moveable room dividers (default); | A sliding stacking panel partition system typically comprises of items such as panel partition, hardware and filler between door frame and reveal.
Ss_25_12_80 | 25 | 12 | 80 |  | Structural glass wall systems | 構造用ガラス壁システム | http://www.planar.co.jp/products/planar.html |  |  | A point-fixed structural glass wall system typically comprises of items such as assembly supports, assembly fixings and glass.
Ss_25_12_80_65 | 25 | 12 | 80 | 65 | Point-fixed structural glass wall systems | 点支持構造ガラス壁（DPG構法）システム | https://ja.wikipedia.org/wiki/DPG%E5%B7%A5%E6%B3%95 | 25-05-75/110 Point-fixed structural glass wall system; | 2.7.1 Walls and partitions; 2.5.3 Solar/rain screening; 2.5.1 External enclosing walls above ground level (default); 2.5.5 Subsidiary walls, balustrades and proprietary balconies; | A point-fixed structural glass wall system typically comprises of items such as assembly supports, assembly fixings and glass.
Ss_25_12_80_83 | 25 | 12 | 80 | 83 | Stacked structural glass wall systems | 積層構造ガラス壁システム |  | 25-05-75/120 Stacked structural glass wall system; | 2.7.1 Walls and partitions; 2.7.3 Moveable room dividers (default); | A stacked structural glass wall system typically comprises of items such as assembly supports, assembly fixings and glass.
Ss_25_12_80_85 | 25 | 12 | 80 | 85 | Suspended structural glass wall systems | 吊り下げ式構造ガラス壁システム |  | 25-05-75/130 Suspended structural glass wall system; | 2.7.1 Walls and partitions; 2.5.3 Solar/rain screening; 2.5.1 External enclosing walls above ground level (default); 2.5.5 Subsidiary walls, balustrades and proprietary balconies; | A suspended structural glass wall system typically comprises of items such as assembly supports, assembly fixings and glass.
Ss_25_12_85 | 25 | 12 | 85 |  | Structural steel panel wall systems | 構造用鋼パネル壁（金属成形板張り）システム | 公共建築工事標準仕様書(14.6)
Ss_25_12_85_60 | 25 | 12 | 85 | 60 | Prefabricated metal wall systems | プレハブ金属壁（金属成形板張り）システム
Ss_25_12_85_63 | 25 | 12 | 85 | 63 | Profile metal sheet wall systems | プロファイル金属板壁（金属製折版壁）システム
Ss_25_13 | 25 | 13 |  |  | Unit wall structure systems | ユニット壁構造システム
Ss_25_13_05 | 25 | 13 | 05 |  | Adobe block wall systems | アドビブロック（粘土および藁混合レンガ）壁システム
Ss_25_13_24 | 25 | 13 | 24 |  | Dry stone wall systems | 乾式石壁システム | 公共建築工事標準仕様書(10.5)
Ss_25_13_33 | 25 | 13 | 33 |  | Glass wall systems | ガラス壁システム | 公共建築工事積算基準 |  |  | An in situ glass block wall system typically comprises of items such as pre-construction survey, finished work reference panel. and separating layer to areas of base or sill to receive walling.
Ss_25_13_33_33 | 25 | 13 | 33 | 33 | Glass block wall systems | ガラスブロック壁システム | 公共建築工事標準仕様書(16.14.5) | 25-10-40/140 In situ glass block wall system; | 2.5.2 External enclosing walls below ground level; 2.7.1 Walls and partitions; 2.5.1 External enclosing walls above ground level (default); 2.7.2 Balustrades and handrails; | An in situ glass block wall system typically comprises of items such as pre-construction survey, finished work reference panel. and separating layer to areas of base or sill to receive walling.
Ss_25_13_33_64 | 25 | 13 | 33 | 64 | Prefabricated glass block wall systems | プレハブガラスブロックパネル壁システム | 建築工事監理指針（16.14.5） | 25-10-40/150 Prefabricated glass block wall system; | 2.5.2 External enclosing walls below ground level; 2.7.1 Walls and partitions; 2.5.1 External enclosing walls above ground level (default); 2.7.2 Balustrades and handrails; | A prefabricated glass block wall system typically comprises of items such as pre-construction survey, separating layer to areas of base or sill to receive walling and frame.
Ss_25_13_35 | 25 | 13 | 35 |  | Gypsum block wall systems | 石膏ブロック壁システム
Ss_25_13_45 | 25 | 13 | 45 |  | Lead brick wall systems | 鉛レンガ壁システム
Ss_25_13_50 | 25 | 13 | 50 |  | Masonry wall systems | 石積み壁システム |  |  |  | A masonry exposed feature system typically comprises of items such as dpc, dpc sealer and element.
Ss_25_13_50_49 | 25 | 13 | 50 | 49 | Masonry exposed feature systems | 組積造機能（組石造壁露出仕上げ）システム |  | 25-10-55/185 Masonry exposed feature system; | 2.5.2 External enclosing walls below ground level; 8.4.2 Walls and screens; 2.7.1 Walls and partitions; 2.5.1 External enclosing walls above ground level (default); 2.5.5 Subsidiary walls, balustrades and proprietary balconies; | A masonry exposed feature system typically comprises of items such as dpc, dpc sealer and element.
Ss_25_13_50_51 | 25 | 13 | 50 | 51 | Masonry wall leaf systems | 石積み壁（組石内装仕上げ）システム |  | 25-10-55/160 Masonry internal leaf system; | 2.5.2 External enclosing walls below ground level; 2.5.1 External enclosing walls above ground level (default); 2.5.5 Subsidiary walls, balustrades and proprietary balconies; | A masonry internal leaf system typically comprises of items such as mortar, masonry units and special shape masonry units.
Ss_25_13_50_54 | 25 | 13 | 50 | 54 | Masonry free-standing wall leaf systems | 組積造自立壁システム |  | 25-10-55/170 Masonry freestanding wall leaf system; | 2.5.2 External enclosing walls below ground level; 8.4.2 Walls and screens; 2.5.1 External enclosing walls above ground level (default); 2.5.5 Subsidiary walls, balustrades and proprietary balconies; | A masonry freestanding wall leaf system typically comprises of items such as mortar, masonry units and special shape masonry units.
Ss_25_13_50_56 | 25 | 13 | 50 | 56 | Masonry internal partition systems | 石積み内部仕切りシステム |  | 25-10-55/165 Masonry internal partition system; | 2.7.1 Walls and partitions (default); 2.7.2 Balustrades and handrails; | A masonry internal partition system typically comprises of items such as mortar, masonry units and movement joint components.
Ss_25_13_70 | 25 | 13 | 70 |  | Reinforced masonry wall systems | 補強組積造壁システム | 公共建築工事標準仕様書(8.2)
Ss_25_13_70_71 | 25 | 13 | 70 | 71 | Reinforced masonry wall leaf systems | 補強石積み壁システム
Ss_25_13_70_74 | 25 | 13 | 70 | 74 | Reinforced masonry free-standing wall leaf systems | 補強組積造自立壁システム
Ss_25_13_70_76 | 25 | 13 | 70 | 76 | Reinforced masonry internal partition systems | 補強組積造内部仕切りシステム
Ss_25_13_85 | 25 | 13 | 85 |  | Straw bale wall systems | わら俵（荒壁）システム |  |  |  | A framed straw bale wall systems typically comprises of items such as foundations, footings and structural frame.
Ss_25_13_85_30 | 25 | 13 | 85 | 30 | Framed straw bale wall systems | フレーム入りわらベール壁（荒壁）システム |  | 25-10-75/130 Framed straw bale wall systems; | 2.5.2 External enclosing walls below ground level; 2.7.1 Walls and partitions; 2.5.1 External enclosing walls above ground level (default); 2.5.5 Subsidiary walls, balustrades and proprietary balconies; | A framed straw bale wall systems typically comprises of items such as foundations, footings and structural frame.
Ss_25_13_85_95 | 25 | 13 | 85 | 95 | Unframed straw bale wall systems | フレームなしわらベール壁（荒壁）システム |  | 25-10-75/190 Unframed straw bale wall system; | 2.5.2 External enclosing walls below ground level; 2.7.1 Walls and partitions; 2.5.1 External enclosing walls above ground level (default); 2.5.5 Subsidiary walls, balustrades and proprietary balconies; | An unframed straw bale wall system typically comprises of items such as foundations, footings and wall components.
Ss_25_14 | 25 | 14 |  |  | Fence systems | フェンスシステム
Ss_25_14_30 | 25 | 14 | 30 |  | Framed fence systems | 囲い型フェンスシステム
Ss_25_14_30_56 | 25 | 14 | 30 | 56 | Natural stone fencing systems | 天然石フェンスシステム
Ss_25_14_55 | 25 | 14 | 55 |  | Monolithic fence systems | モノリシック一体フェンスシステム
Ss_25_14_63 | 25 | 14 | 63 |  | Post, rail and board fence systems | ポスト（支柱）、レール、ボードフェンスシステム |  |  |  | A composite board or palisade fencing system typically comprises of items such as system fabricator, posts and post foundations.
Ss_25_14_63_06 | 25 | 14 | 63 | 06 | Bespoke fencing systems | オーダーメイド（特注型）フェンスシステム
Ss_25_14_63_08 | 25 | 14 | 63 | 08 | Board or palisade fencing systems | ボードまたは柵（木製棚フェンス）システム |  | 25-20-30/111 Composite board or palisade fencing system; | 8.4.1 Fencing and railings (default); 8.4.4 Barriers and guardrails; | A composite board or palisade fencing system typically comprises of items such as system fabricator, posts and post foundations.
Ss_25_14_63_11 | 25 | 14 | 63 | 11 | Carbon steel continuous bar fencing systems | 炭素鋼連続棒（バー型）フェンスシステム |  | 25-20-30/101 Carbon steel continuous bar fencing system; | 8.4.1 Fencing and railings (default); 8.4.4 Barriers and guardrails; | A carbon steel continuous bar fencing system typically comprises of items such as designation, posts and post foundations.
Ss_25_14_63_51 | 25 | 14 | 63 | 51 | Metal post and rail fencing systems | 金属ポストおよびレールフェンスシステム |  | 25-20-30/105 Metal post and rail fencing system; | 8.4.1 Fencing and railings (default); 8.4.4 Barriers and guardrails; | A metal post and rail fencing system typically comprises of items such as posts, post foundations and rails.
Ss_25_14_63_52 | 25 | 14 | 63 | 52 | Metal vertical pale fencing systems | 金属垂直ペイルフェンスシステム |  | 25-20-30/147 Metal vertical pale fencing system; | 8.4.1 Fencing and railings (default); 8.4.4 Barriers and guardrails; | A metal vertical pale fencing system typically comprises of items such as posts, post foundations and base boards.
Ss_25_14_63_56 | 25 | 14 | 63 | 56 | Natural hurdle fencing systems | 自然素材編み垣フェンスシステム |  | 25-20-30/151 Natural hurdle fencing system; | 8.4.1 Fencing and railings (default); 8.4.4 Barriers and guardrails; | A natural hurdle fencing system typically comprises of items such as posts, post foundations and rails.
Ss_25_14_63_62 | 25 | 14 | 63 | 62 | Post and panel fencing systems | ポスト（支柱）およびパネルフェンスシステム |  | 25-20-30/143 Composite post and panel fencing system; | 8.4.1 Fencing and railings (default); 8.4.4 Barriers and guardrails; | A composite post and panel fencing system typically comprises of items such as posts, post foundations and rails.
Ss_25_14_63_63 | 25 | 14 | 63 | 63 | Post and rail fencing systems | ポスト（支柱）およびレールフェンスシステム |  | 25-20-30/103 Composite post and rail fencing system; | 8.4.1 Fencing and railings (default); 8.4.4 Barriers and guardrails; | A composite post and rail fencing system typically comprises of items such as posts, post foundations and rails.
Ss_25_14_63_64 | 25 | 14 | 63 | 64 | Precast concrete palisade fencing systems | プレキャストコンクリート柵フェンスシステム |  | 25-20-30/113 Precast concrete palisade fencing system; | 8.4.1 Fencing and railings (default); 8.4.4 Barriers and guardrails; | A precast concrete palisade fencing system typically comprises of items such as posts, post foundations and rails.
Ss_25_14_63_65 | 25 | 14 | 63 | 65 | Precast concrete post and panel fencing systems | プレキャストコンクリートポスト（支柱）およびパネルフェンスシステム |  | 25-20-30/153 Precast concrete post and panel fencing system; | 8.4.1 Fencing and railings (default); 8.4.4 Barriers and guardrails; | A precast concrete post and panel fencing system typically comprises of items such as posts, post foundations and rails.
Ss_25_14_63_66 | 25 | 14 | 63 | 66 | Precast concrete post and rail fencing systems | プレキャストコンクリートポスト（支柱）およびレールフェンスシステム |  | 25-20-30/107 Precast concrete post and rail fencing system; | 8.4.1 Fencing and railings (default); 8.4.4 Barriers and guardrails; | A precast concrete post and rail fencing system typically comprises of items such as posts, post foundations and rails.
Ss_25_14_63_67 | 25 | 14 | 63 | 67 | Prefabricated wood or plastics panel fencing systems | プレハブ木材またはプラスチックパネルフェンスシステム |  | 25-20-30/155 Prefabricated wood or plastics panel fencing system; | 8.4.1 Fencing and railings (default); 8.4.4 Barriers and guardrails; | A prefabricated wood or plastics panel fencing system typically comprises of items such as posts, post foundations and base boards.
Ss_25_14_63_84 | 25 | 14 | 63 | 84 | Steel hurdle fencing systems | 鋼製ハードルフェンスシステム |  | 25-20-30/157 Steel hurdle fencing system; | 8.4.1 Fencing and railings (default); 8.4.4 Barriers and guardrails; | A steel hurdle fencing system typically comprises of items such as designation, posts and post foundations.
Ss_25_14_63_85 | 25 | 14 | 63 | 85 | Steel palisade panel fencing systems | スチール柵パネルフェンスシステム |  | 25-20-30/159 Steel palisade panel fencing system; | 8.4.1 Fencing and railings (default); 8.4.4 Barriers and guardrails; | A steel palisade panel fencing system typically comprises of items such as designation, posts and post foundations.
Ss_25_14_63_86 | 25 | 14 | 63 | 86 | Steel vertical bar fencing systems | 鋼製縦棒（縦格子型）フェンスシステム |  | 25-20-30/161 Steel vertical bar fencing system; | 8.4.1 Fencing and railings (default); 8.4.4 Barriers and guardrails; | A steel vertical bar fencing system typically comprises of items such as posts, post foundations and base boards.
Ss_25_14_63_95 | 25 | 14 | 63 | 95 | Wood close boarded fencing systems | ウッドクローズボード（木製突合せ式閉鎖型）フェンスシステム |  | 25-20-30/115 Wood close boarded fencing system; | 8.4.1 Fencing and railings (default); 8.4.4 Barriers and guardrails; | A wood close boarded fencing system typically comprises of items such as designation, posts and post foundations.
Ss_25_14_63_96 | 25 | 14 | 63 | 96 | Wood palisade fencing systems | 木製柵フェンスシステム |  | 25-20-30/117 Wood palisade fencing system; | 8.4.1 Fencing and railings (default); 8.4.4 Barriers and guardrails; | A wood palisade fencing system typically comprises of items such as designation, posts and post foundations.
Ss_25_14_63_97 | 25 | 14 | 63 | 97 | Wood post and rail fencing systems | ウッドポスト（木製支柱）およびレールフェンスシステム |  | 25-20-30/109 Wooden post and rail fencing system; | 8.4.1 Fencing and railings (default); 8.4.4 Barriers and guardrails; | A wooden post and rail fencing system typically comprises of items such as designation, posts and post foundations.
Ss_25_14_63_98 | 25 | 14 | 63 | 98 | Wrought iron panel fencing systems | 錬鉄製パネルフェンスシステム |  | 25-20-30/163 Wrought iron panel fencing system; | 8.4.1 Fencing and railings (default); 8.4.4 Barriers and guardrails; | A wrought iron panel fencing system typically comprises of items such as posts, post foundations and panels.
Ss_25_14_67 | 25 | 14 | 67 |  | Post, wire and mesh fence systems | ポスト（支柱）、ワイヤー、メッシュフェンスシステム |  |  |  | A chain link fencing system typically comprises of items such as designation, posts and post foundations.
Ss_25_14_67_12 | 25 | 14 | 67 | 12 | Chain link fencing systems | チェーンリンク（メッシュ）フェンシングシステム |  | 25-20-30/133 Chain link fencing system; | 8.4.1 Fencing and railings (default); 8.4.4 Barriers and guardrails; | A chain link fencing system typically comprises of items such as designation, posts and post foundations.
Ss_25_14_67_14 | 25 | 14 | 67 | 14 | Cleft chestnut pale fencing systems | 木製クレフトフェンシングシステム |  | 25-20-30/135 Cleft chestnut pale fencing system; | 8.4.1 Fencing and railings (default); 8.4.4 Barriers and guardrails; | A cleft chestnut pale fencing system typically comprises of items such as designation, posts and post foundations.
Ss_25_14_67_15 | 25 | 14 | 67 | 15 | Continuous mesh fencing systems | 連続メッシュフェンシングシステム |  | 25-20-30/137 Composite continuous mesh fencing system; | 8.4.1 Fencing and railings (default); 8.4.4 Barriers and guardrails; | A composite continuous mesh fencing system typically comprises of items such as posts, post foundations and base boards.
Ss_25_14_67_24 | 25 | 14 | 67 | 24 | Dropper pattern strained wire fencing systems | ドロッパーパターン緊張ワイヤーフェンシングシステム |  | 25-20-30/123 Dropper pattern strained wire fencing system; | 8.4.1 Fencing and railings (default); 8.4.4 Barriers and guardrails; | A dropper pattern strained wire fencing system typically comprises of items such as designation, posts and post foundations.
Ss_25_14_67_27 | 25 | 14 | 67 | 27 | Electric fencing systems | 電気フェンスシステム |  | 25-20-30/125 Electric fencing system; | 8.4.1 Fencing and railings (default); 8.4.4 Barriers and guardrails; | An electric fencing system typically comprises of items such as posts, post foundations and wire.
Ss_25_14_67_28 | 25 | 14 | 67 | 28 | Electric security fencing systems | 電気セキュリティフェンシングシステム |  | 25-20-30/127 Electric security fencing system; | 8.4.1 Fencing and railings (default); 8.4.4 Barriers and guardrails; | An electric security fencing system typically comprises of items such as posts, post foundations and wire.
Ss_25_14_67_33 | 25 | 14 | 67 | 33 | General pattern strained wire fencing systems | 一般型緊張ワイヤーフェンシングシステム |  | 25-20-30/129 General pattern strained wire fencing system; | 8.4.1 Fencing and railings (default); 8.4.4 Barriers and guardrails; | A general pattern strained wire fencing system typically comprises of items such as designation, posts and post foundations.
Ss_25_14_67_34 | 25 | 14 | 67 | 34 | General pattern wire mesh fencing systems | 一般型ワイヤーメッシュフェンシングシステム |  | 25-20-30/139 General pattern wire mesh fencing system; | 8.4.1 Fencing and railings (default); 8.4.4 Barriers and guardrails; | A general pattern wire mesh fencing system typically comprises of items such as posts, post foundations and base boards.
Ss_25_14_67_51 | 25 | 14 | 67 | 51 | Metal mesh panel fencing systems | 金属メッシュパネルフェンシングシステム |  | 25-20-30/145 Metal mesh panel fencing system; | 8.4.1 Fencing and railings (default); 8.4.4 Barriers and guardrails; | A metal mesh panel fencing system typically comprises of items such as category, posts and post foundations.
Ss_25_14_67_70 | 25 | 14 | 67 | 70 | Rope or chain fencing systems | ロープ、チェーンフェンシングシステム |  | 25-20-30/131 Rope or chain fencing system; | 8.4.1 Fencing and railings (default); 8.4.4 Barriers and guardrails; | A rope or chain fencing system typically comprises of items such as posts, post foundations and rope or chain.
Ss_25_14_67_80 | 25 | 14 | 67 | 80 | Spring steel and high tensile wire mesh fencing systems | ばね鋼および高張力ワイヤーメッシュフェンシングシステム |  | 25-20-30/141 Spring steel and high tensile wire mesh fencing system; | 8.4.1 Fencing and railings (default); 8.4.4 Barriers and guardrails; | A spring steel and high tensile wire mesh fencing system typically comprises of items such as posts, post foundations and base boards.
Ss_25_14_67_97 | 25 | 14 | 67 | 97 | Wire fencing systems | ワイヤーフェンスシステム |  | 25-20-30/121 Composite wire fencing system; | 8.4.1 Fencing and railings (default); 8.4.4 Barriers and guardrails; | A composite wire fencing system typically comprises of items such as system fabricator, posts and post foundations.
Ss_25_15 | 25 | 15 |  |  | Fixed pedestrian barrier systems | 固定歩行者バリア（手すり）システム
Ss_25_15_60 | 25 | 15 | 60 |  | Pedestrian safety barrier and guarding systems | 歩行者の安全バリア（手すり）とガードシステム |  |  |  | A composite pedestrian parapet system typically comprises of items such as posts, post foundations and base boards.
Ss_25_15_60_14 | 25 | 15 | 60 | 14 | Composite barrier systems | 複合バリア（バリケード）システム
Ss_25_15_60_15 | 25 | 15 | 60 | 15 | Composite pedestrian parapet systems | 複合歩行者手すりシステム |  | 25-25-60/105 Composite pedestrian parapet system; | 8.4.4 Barriers and guardrails (default); 2.7.2 Balustrades and handrails; 2.5.5 Subsidiary walls, balustrades and proprietary balconies; | A composite pedestrian parapet system typically comprises of items such as posts, post foundations and base boards.
Ss_25_15_60_16 | 25 | 15 | 60 | 16 | Composite post and panel barrier systems | 複合ポスト（支柱）およびパネルバリア（バリケード）システム |  | 25-25-60/115 Composite post and panel barrier system; | 8.4.4 Barriers and guardrails (default); 2.7.2 Balustrades and handrails; 2.5.5 Subsidiary walls, balustrades and proprietary balconies; | A composite post and panel barrier system typically comprises of items such as posts, post foundations and rails.
Ss_25_15_60_17 | 25 | 15 | 60 | 17 | Composite post and rail barrier systems | 複合ポスト（支柱）およびレールバリア（バリケード）システム |  | 25-25-60/110 Composite post and rail barrier system; | 8.4.4 Barriers and guardrails (default); 2.7.2 Balustrades and handrails; 2.5.5 Subsidiary walls, balustrades and proprietary balconies; | A composite post and rail barrier system typically comprises of items such as posts, post foundations and rails.
Ss_25_15_60_18 | 25 | 15 | 60 | 18 | Concrete post and rail barrier systems | コンクリートポスト（支柱）およびレールバリア（バリケード）システム |  | 25-25-60/120 Concrete post and rail barrier system; | 8.4.4 Barriers and guardrails (default); 2.7.2 Balustrades and handrails; 2.5.5 Subsidiary walls, balustrades and proprietary balconies; | A concrete post and rail barrier system typically comprises of items such as posts, post foundations and rails.
Ss_25_15_60_37 | 25 | 15 | 60 | 37 | Hoop barrier systems | フープバリア（バリケード）システム |  | 25-25-60/130 Metal hoop barrier system; | 8.4.4 Barriers and guardrails (default); 2.7.2 Balustrades and handrails; 2.5.5 Subsidiary walls, balustrades and proprietary balconies; | A metal hoop barrier system typically comprises of items such as hoops, infill panels and site applied finishes.
Ss_25_15_60_52 | 25 | 15 | 60 | 52 | Metal modular barrier systems | 金属モジュラーバリア（バリケード）システム |  | 25-25-60/135 Metal modular barrier system; | 8.4.4 Barriers and guardrails (default); 2.7.2 Balustrades and handrails; 2.5.5 Subsidiary walls, balustrades and proprietary balconies; | A metal modular barrier system typically comprises of items such as post foundations, tubes and joints.
Ss_25_15_60_53 | 25 | 15 | 60 | 53 | Metal pedestrian parapet systems | 金属歩行者手すりシステム |  | 25-25-60/145 Metal pedestrian parapet system; | 8.4.4 Barriers and guardrails (default); 2.7.2 Balustrades and handrails; 2.5.5 Subsidiary walls, balustrades and proprietary balconies; | A metal pedestrian parapet system typically comprises of items such as preparatory work, posts and post foundations.
Ss_25_15_60_54 | 25 | 15 | 60 | 54 | Metal post and mesh panel barrier systems | 金属ポスト（支柱）およびメッシュパネルバリア（バリケード）システム |  | 25-25-60/140 Metal post and mesh panel barrier system; | 8.4.4 Barriers and guardrails (default); 2.7.2 Balustrades and handrails; 2.5.5 Subsidiary walls, balustrades and proprietary balconies; | A metal post and mesh panel barrier system typically comprises of items such as posts, post foundations and base boards.
Ss_25_15_60_55 | 25 | 15 | 60 | 55 | Metal post and panel barrier systems | 金属ポスト（支柱）およびパネルバリア（バリケード）システム |  | 25-25-60/150 Metal post and panel barrier system; | 8.4.4 Barriers and guardrails (default); 2.7.2 Balustrades and handrails; 2.5.5 Subsidiary walls, balustrades and proprietary balconies; | A metal post and panel barrier system typically comprises of items such as preparatory work, posts and post foundations.
Ss_25_15_60_56 | 25 | 15 | 60 | 56 | Metal post and rail barrier systems | 金属ポスト（支柱）およびレールバリア（バリケード）システム |  | 25-25-60/155 Metal post and rail barrier system; | 8.4.4 Barriers and guardrails (default); 2.7.2 Balustrades and handrails; 2.5.5 Subsidiary walls, balustrades and proprietary balconies; | A metal post and rail barrier system typically comprises of items such as posts, post foundations and base boards.
Ss_25_15_60_57 | 25 | 15 | 60 | 57 | Metal vertical bar pedestrian guard rail systems | 金属製縦棒歩行者ガードレールシステム |  | 25-25-60/160 Metal vertical bar pedestrian guard rail system; | 8.4.4 Barriers and guardrails (default); 2.7.2 Balustrades and handrails; 2.5.5 Subsidiary walls, balustrades and proprietary balconies; | A metal vertical bar pedestrian guard rail system typically comprises of items such as preparatory work, posts and post foundations.
Ss_25_15_60_60 | 25 | 15 | 60 | 60 | Pedestrian parapet systems | 歩行者手すりシステム
Ss_25_15_60_65 | 25 | 15 | 60 | 65 | Post and panel barrier systems | ポスト（支柱）およびパネルバリア（バリケード）システム
Ss_25_15_60_66 | 25 | 15 | 60 | 66 | Post and rail barrier systems | ポスト（支柱）およびレールバリア（バリケード）システム
Ss_25_15_60_67 | 25 | 15 | 60 | 67 | Post and rope barrier systems | ポスト（支柱）およびロープバリア（バリケード）システム
Ss_25_15_60_68 | 25 | 15 | 60 | 68 | Post and wire barrier systems | ポスト（支柱）およびワイヤーバリア（バリケード）システム |  | 25-25-60/170 Post and wire barrier system; | 8.4.4 Barriers and guardrails (default); 2.7.2 Balustrades and handrails; 2.5.5 Subsidiary walls, balustrades and proprietary balconies; | A post and wire barrier system typically comprises of items such as system fabricator, posts and post foundations.
Ss_25_15_60_96 | 25 | 15 | 60 | 96 | Wood post and panel barrier systems | ウッドポスト（支柱）およびパネルバリア（バリケード）システム |  | 25-25-60/180 Wood post and panel barrier system; | 8.4.4 Barriers and guardrails (default); 2.7.2 Balustrades and handrails; 2.5.5 Subsidiary walls, balustrades and proprietary balconies; | A wood post and panel barrier system typically comprises of items such as posts, post foundations and rails.
Ss_25_15_60_97 | 25 | 15 | 60 | 97 | Wood post and rail barrier systems | ウッドポスト（支柱）およびレールバリア（バリケード）システム |  | 25-25-60/185 Wood post and rail barrier system; | 8.4.4 Barriers and guardrails (default); 2.7.2 Balustrades and handrails; 2.5.5 Subsidiary walls, balustrades and proprietary balconies; | A wood post and rail barrier system typically comprises of items such as posts, post foundations and rails.
Ss_25_15_85 | 25 | 15 | 85 |  | Sports barrier systems | スポーツバリア（競技場バリケード、フェンス）システム |  |  |  | A multi use games fencing system typically comprises of items such as posts, post foundations and end walls.
Ss_25_15_85_55 | 25 | 15 | 85 | 55 | Multi-use games fencing systems | マルチユースゲーム（多目的競技場フェンス）フェンシングシステム |  | 25-20-30/149 Multi use games fencing system; | 8.4.1 Fencing and railings (default); 8.4.4 Barriers and guardrails; | A multi use games fencing system typically comprises of items such as posts, post foundations and end walls.
Ss_25_16 | 25 | 16 |  |  | Fixed traffic and protective barrier systems | 固定交通と防護壁（固定式道路保護バリケード）システム
Ss_25_16_04 | 25 | 16 | 04 |  | Artificial reef systems | 人工礁システム
Ss_25_16_05 | 25 | 16 | 05 |  | Avalanche and snow barrier systems | 雪崩および雪（防止）バリア（バリケード）システム
Ss_25_16_08 | 25 | 16 | 08 |  | Blast barrier systems | ブラストバリア（防爆壁）システム |  |  |  | A jet blast deflection system typically comprises of items such as system performance, blast deflector and anchors.
Ss_25_16_08_44 | 25 | 16 | 08 | 44 | Jet blast deflection systems | ジェットブラスト（ジェット噴流防護壁）システム |  | 25-30-45/110 Jet blast deflection system; |  | A jet blast deflection system typically comprises of items such as system performance, blast deflector and anchors.
Ss_25_16_21 | 25 | 16 | 21 |  | Debris flow barrier systems | 土石流バリアシステム
Ss_25_16_46 | 25 | 16 | 46 |  | Landslide barrier systems | 地すべりバリア（防護）システム
Ss_25_16_50 | 25 | 16 | 50 |  | Coastal, river and waterways protection systems | 沿岸、河川、水路の保護システム
Ss_25_16_50_72 | 25 | 16 | 50 | 72 | Rock armour systems | 護岸システム
Ss_25_16_50_77 | 25 | 16 | 50 | 77 | Scouring protection systems | 洗掘防止システム
Ss_25_16_50_80 | 25 | 16 | 50 | 80 | Sea wall systems | 防潮堤システム
Ss_25_16_73 | 25 | 16 | 73 |  | Road and rail barrier systems | 道路と鉄道のバリア（バリケード）システム
Ss_25_16_73_03 | 25 | 16 | 73 | 03 | Acoustic barrier systems | 防音壁システム
Ss_25_16_73_05 | 25 | 16 | 73 | 05 | Anti-throw barrier systems | 投物防止柵システム
Ss_25_16_73_26 | 25 | 16 | 73 | 26 | Environment protection screen systems | 環境保護スクリーンシステム
Ss_25_16_73_80 | 25 | 16 | 73 | 80 | Socket for temporary barrier systems | 仮設バリケードソケットシステム
Ss_25_16_76 | 25 | 16 | 76 |  | Rockfall barrier systems | 落石バリア（防護バリケード）システム
Ss_25_16_94 | 25 | 16 | 94 |  | Vehicle restraint systems | 車両拘束（規制）システム |  |  |  | A bollard system typically comprises of items such as foundations, mortar bedding and bollard type.
Ss_25_16_94_10 | 25 | 16 | 94 | 10 | Bollard systems | ボラードシステム |  | 25-20-85/110 Bollard system; | 8.4.4 Barriers and guardrails; 8.5.1 Site/street furniture and equipment (default); | A bollard system typically comprises of items such as foundations, mortar bedding and bollard type.
Ss_25_16_94_14 | 25 | 16 | 94 | 14 | Combined metal and concrete vehicle safety parapet systems | コンクリート基礎金属製車両安全防護柵パラペットシステム |  | 25-20-85/115 Combined metal and concrete vehicle containment parapet system; | 8.4.1 Fencing and railings; 8.4.4 Barriers and guardrails (default); | A combined metal and concrete vehicle containment parapet system typically comprises of items such as posts, post foundations and rails.
Ss_25_16_94_16 | 25 | 16 | 94 | 16 | Concrete safety barrier (CSB) systems | コンクリート安全バリア（CSB）（車両防護壁）システム |  | 25-20-85/160 Precast concrete safety barrier system; | 8.4.1 Fencing and railings; 8.4.4 Barriers and guardrails (default); | A precast concrete safety barrier system typically comprises of items such as foundations, panels and site applied finishes.
Ss_25_16_94_44 | 25 | 16 | 94 | 44 | Low-speed precast concrete safety parapet (PCONC) systems | 低速プレキャストコンクリート安全パラペット（PCONC）（防護柵）システム |  | 25-20-85/165 Precast concrete vehicle containment parapet system; | 8.4.4 Barriers and guardrails (default); | A precast concrete vehicle containment parapet system typically comprises of items such as foundations, panels and site applied finishes.
Ss_25_16_94_46 | 25 | 16 | 94 | 46 | Low-speed masonry safety parapet (PMAS) systems | 低速組積造安全パラペット（PMAS）(組石防護手すり)システム
Ss_25_16_94_48 | 25 | 16 | 94 | 48 | Low-speed metal vehicle safety parapet systems | 低速金属車両安全パラペット(防護手すり)システム |  | 25-20-85/145 Metal vehicle containment parapet system; | 8.4.1 Fencing and railings; 8.4.4 Barriers and guardrails (default); | A metal vehicle containment parapet system typically comprises of items such as posts, post foundations and rails.
Ss_25_16_94_50 | 25 | 16 | 94 | 50 | Metal vehicle safety fence systems | 金属車両安全柵（防護フェンス）システム |  | 25-20-85/150 Metal beam vehicle safety fence system; | 8.4.1 Fencing and railings; 8.4.4 Barriers and guardrails (default); | A metal beam vehicle safety fence system typically comprises of items such as standards, posts and post foundations.
Ss_25_16_94_65 | 25 | 16 | 94 | 65 | Protective rail systems | 保護レールシステム |  | 25-20-85/105 Protective rail system; | 8.4.4 Barriers and guardrails (default); | A protective rail system typically comprises of items such as mortar bedding, rails and samples required.
Ss_25_16_94_95 | 25 | 16 | 94 | 95 | Vehicle safety control systems | 車両安全制御システム
Ss_25_16_94_96 | 25 | 16 | 94 | 96 | Vehicle security barrier systems | 車両セキュリティバリアシステム
Ss_25_16_94_97 | 25 | 16 | 94 | 97 | Wire rope safety fence (WRSF) systems | ワイヤーロープ安全柵（WRSF）システム |  | 25-20-85/185 Wire rope safety fence system; | 8.4.4 Barriers and guardrails (default); | A wire rope safety fence system typically comprises of items such as posts, post foundations and ropes.
Ss_25_17 | 25 | 17 |  |  | Dam and levee structure systems | ダムおよび堤防構造システム
Ss_25_17_05 | 25 | 17 | 05 |  | Arch dam systems | アーチダムシステム
Ss_25_17_10 | 25 | 17 | 10 |  | Buttress dam systems | バットレスダムシステム
Ss_25_17_25 | 25 | 17 | 25 |  | Embankment dam and levee systems | 堤防ダムと堤防（盛土式フィルダムおよび堤防）システム
Ss_25_17_35 | 25 | 17 | 35 |  | Gravity dam systems | 重力式ダムシステム
Ss_25_20 | 25 | 20 |  |  | Wall cladding systems | ウォールクラッディング（壁被覆）システム
Ss_25_20_08 | 25 | 20 | 08 |  | Board cladding systems | ボードクラッディング（金属被覆パネル）システム |  |  |  | A weatherboarding system typically comprises of items such as breather membrane, cladding support and cavity barriers.
Ss_25_20_08_95 | 25 | 20 | 08 | 95 | Weatherboarding systems | ウェザーボード（下見板張り壁）システム |  | 25-80-95/195 Weatherboarding system; | 2.5.1 External enclosing walls above ground level (default); | A weatherboarding system typically comprises of items such as breather membrane, cladding support and cavity barriers.
Ss_25_20_14 | 25 | 20 | 14 |  | Composite panel cladding systems | 複合パネルクラッディングシステム |  |  |  | A metal composite panel cladding system typically comprises of items such as cladding panels, continuity thermal insulation and system accessories.
Ss_25_20_14_10 | 25 | 20 | 14 | 10 | Built-up metal insulating sandwich panel cladding systems | 金属製サンドイッチパネルシステム |  | 25-80-52/155 Metal site-assembled insulating sandwich panel cladding system; | 2.5.1 External enclosing walls above ground level (default);
Ss_25_20_14_52 | 25 | 20 | 14 | 52 | Metal composite panel cladding systems | 金属複合パネルクラッディングシステム
Ss_25_20_14_54 | 25 | 20 | 14 | 54 | Metal insulating sandwich panel cladding systems | 金属絶縁サンドイッチパネルクラッディングシステム |  | 25-80-52/150 Metal insulating sandwich panel cladding system; | 2.5.1 External enclosing walls above ground level (default); | A metal composite panel cladding system typically comprises of items such as cladding panels, continuity thermal insulation and system accessories.
Ss_25_20_14_55 | 25 | 20 | 14 | 55 | Metal semi-composite panel cladding systems | 金属セミコンポジット（半複合）パネルクラッドシステム
Ss_25_20_15 | 25 | 20 | 15 |  | Concrete cladding systems | プレキャストストコンクリートパネルシステム | 公共建築工事標準仕様書（建築工事編）平成28年度 |  |  | A precast concrete panel cladding system typically comprises of items such as fixings, cladding panels and joints.
Ss_25_20_15_16 | 25 | 20 | 15 | 16 | Concrete panel cladding systems | プレキャストストコンクリートパネルシステム | 公共建築工事標準仕様書（建築工事編）平成28年度 | 25-80-65/155 Precast concrete panel cladding system; |  | A precast concrete panel cladding system typically comprises of items such as fixings, cladding panels and joints.
Ss_25_20_33 | 25 | 20 | 33 |  | Glass fibre-reinforced concrete (GRC) cladding systems | ガラス繊維強化コンクリート（GRC）クラッド（被覆パネル）システム |  |  |  | A glass fibre reinforced concrete (grc) cladding system typically comprises of items such as cladding panels and facade components, stiffening frames and fixings.
Ss_25_20_33_35 | 25 | 20 | 33 | 35 | GRC cladding systems | ガラス繊維GRCクラッド（被覆パネル）システム |  | 25-80-35/130 Glass fibre reinforced concrete (GRC) cladding system; | 2.5.1 External enclosing walls above ground level (default); | A glass fibre reinforced concrete (grc) cladding system typically comprises of items such as cladding panels and facade components, stiffening frames and fixings.
Ss_25_20_34 | 25 | 20 | 34 |  | Glass fibre-reinforced gypsum (GRG) cladding systems | ガラス繊維強化石膏（GRG）クラッド（被覆パネル）システム
Ss_25_20_34_35 | 25 | 20 | 34 | 35 | GRG cladding systems | ガラス繊維GRGクラッド（被覆パネル）システム
Ss_25_20_35 | 25 | 20 | 35 |  | Glass fibre-reinforced plastics (GRP) cladding systems | ガラス繊維強化プラスチック（GRP）クラッド（被覆パネル）システム |  |  |  | A glass fibre reinforced plastics (grp) cladding system typically comprises of items such as cladding panels, facade and roof components, fixings and jointing.
Ss_25_20_35_35 | 25 | 20 | 35 | 35 | GRP cladding systems | ガラス繊維GRPクラッド（被覆パネル）システム |  | 25-80-40/130 Glass fibre reinforced plastics (GRP) cladding system; | 2.5.1 External enclosing walls above ground level (default); | A glass fibre reinforced plastics (grp) cladding system typically comprises of items such as cladding panels, facade and roof components, fixings and jointing.
Ss_25_20_50 | 25 | 20 | 50 |  | Metal sheet fully supported wall-covering systems | 金属製複合板（サンドイッチパネル）システム |  |  |  | An aluminium sheet cladding system typically comprises of items such as preparation, underlay and timber cores for batten roll joints.
Ss_25_20_50_05 | 25 | 20 | 50 | 05 | Aluminium sheet fully supported wall-covering systems | アルミ製複合板（サンドイッチパネル）システム |  | 25-80-50/105 Aluminium sheet cladding system; | 2.5.1 External enclosing walls above ground level (default); | An aluminium sheet cladding system typically comprises of items such as preparation, underlay and timber cores for batten roll joints.
Ss_25_20_50_11 | 25 | 20 | 50 | 11 | Carbon steel sheet fully supported wall-covering systems | スチール製複合板（サンドイッチパネル）システム
Ss_25_20_50_15 | 25 | 20 | 50 | 15 | Copper sheet fully supported wall-covering systems | 銅製複合板（サンドイッチパネル）システム |  | 25-80-50/115 Copper sheet cladding system; | 2.5.1 External enclosing walls above ground level (default); | A copper sheet cladding system typically comprises of items such as preparation, underlay and timber cores for batten roll joints.
Ss_25_20_50_45 | 25 | 20 | 50 | 45 | Lead sheet fully supported wall-covering systems | 鉛製複合板（サンドイッチパネル）システム |  | 25-80-50/145 Lead sheet cladding system; | 2.5.1 External enclosing walls above ground level (default); | A lead sheet cladding system typically comprises of items such as preparation, underlay and timber cores for batten roll joints.
Ss_25_20_50_50 | 25 | 20 | 50 | 50 | Lead-wrapped panel cladding systems | 鉛巻パネルクラッド（被覆パネル）システム |  | 25-80-50/150 Lead-wrapped panel cladding system; | 2.5.1 External enclosing walls above ground level (default); | A lead-wrapped panel cladding system typically comprises of items such as preparation, panels and timber cores for batten roll joints.
Ss_25_20_50_85 | 25 | 20 | 50 | 85 | Stainless steel sheet fully supported wall-covering systems | ステンレス製複合板（サンドイッチパネル）システム |  | 25-80-50/175 Stainless steel sheet cladding system; | 2.5.1 External enclosing walls above ground level (default); | A stainless steel sheet cladding system typically comprises of items such as preparation, underlay and timber cores for batten roll joints.
Ss_25_20_50_95 | 25 | 20 | 50 | 95 | Zinc sheet fully supported wall-covering systems | 亜鉛製複合板（サンドイッチパネル）システム |  | 25-80-50/195 Zinc sheet cladding system; | 2.5.1 External enclosing walls above ground level (default); | A zinc sheet cladding system typically comprises of items such as preparation, underlay and timber cores for batten roll joints.
Ss_25_20_60 | 25 | 20 | 60 |  | Panel and sheet cladding systems | パネルおよびシートクラッディング（被覆パネル）システム
Ss_25_20_68 | 25 | 20 | 68 |  | Profiled sheet self-supporting cladding systems | プロファイルシート（金属製被覆鋼板パネル）システム |  |  |  | A fibre cement profiled sheet cladding system typically comprises of items such as liner sheets, vapour control layer and spacers.
Ss_25_20_68_30 | 25 | 20 | 68 | 30 | Fibre cement profiled sheet self-supporting cladding systems | ファイバーセメントプロファイルシート（繊維セメント被覆パネル）システム |  | 25-80-68/130 Fibre cement profiled sheet cladding system; | 2.7.1 Walls and partitions; 2.5.1 External enclosing walls above ground level (default); | A fibre cement profiled sheet cladding system typically comprises of items such as liner sheets, vapour control layer and spacers.
Ss_25_20_68_50 | 25 | 20 | 68 | 50 | Metal profiled sheet self-supporting cladding systems | 金属プロファイルシート（金属製被覆鋼板）システム |  | 25-80-68/150 Metal profiled sheet cladding system; | 2.7.1 Walls and partitions; 2.5.1 External enclosing walls above ground level (default); | A metal profiled sheet cladding system typically comprises of items such as liner sheets, vapour control layer and spacers.
Ss_25_20_68_65 | 25 | 20 | 68 | 65 | Plastics profiled sheet self-supporting cladding systems | プラスチックプロファイルシート（ポリカーボネートパネル）システム |  | 25-80-68/160 Plastics profiled sheet cladding system; | 2.7.1 Walls and partitions; 2.5.1 External enclosing walls above ground level (default); | A plastics profiled sheet cladding system typically comprises of items such as sheets, primary fasteners and side laps stitching and fixings.
Ss_25_20_70 | 25 | 20 | 70 |  | Rainscreen cladding systems | レインスクリーンクラッディング（背面排水壁）システム |  |  |  | A drained and back-ventilated rainscreen cladding system typically comprises of items such as breather membrane, secondary support structure and cavity barriers.
Ss_25_20_70_25 | 25 | 20 | 70 | 25 | Drained and back-ventilated rainscreen cladding systems | 排水背面換気レインスクリーンクラッド（背面排水および換気型二重壁）システム |  | 25-80-70/120 Drained and back-ventilated rainscreen cladding system; | 2.5.3 Solar/rain screening (default); | A drained and back-ventilated rainscreen cladding system typically comprises of items such as breather membrane, secondary support structure and cavity barriers.
Ss_25_20_70_65 | 25 | 20 | 70 | 65 | Pressure equalized rainscreen cladding systems | 均圧レインスクリーンクラッディング（均圧化型二重壁）システム |  | 25-80-70/160 Pressure equalized rainscreen cladding system; | 2.5.3 Solar/rain screening (default); | A pressure equalized rainscreen cladding system typically comprises of items such as breather membrane, secondary support structure and cavity barriers.
Ss_25_20_72 | 25 | 20 | 72 |  | Sheet cladding systems | シートクラッディング（被覆シート壁）システム |  |  |  | A rigid sheet cladding system typically comprises of items such as breather membrane, cladding support and cavity barriers.
Ss_25_20_72_72 | 25 | 20 | 72 | 72 | Rigid sheet cladding systems | 硬質シートクラッディング（硬質シート被覆壁）システム |  | 25-80-76/170 Rigid sheet cladding system; | 2.5.1 External enclosing walls above ground level (default); | A rigid sheet cladding system typically comprises of items such as breather membrane, cladding support and cavity barriers.
Ss_25_20_85 | 25 | 20 | 85 |  | Stone cladding systems | 石製クラッディング（石製被覆壁）システム |  |  |  | A natural stone cladding system typically comprises of items such as preparation, loadbearing fixings and vapour control layer.
Ss_25_20_85_50 | 25 | 20 | 85 | 50 | Manufactured stone cladding systems | 製造石クラッディング（人口石被覆壁）システム
Ss_25_20_85_55 | 25 | 20 | 85 | 55 | Natural stone cladding systems | 天然石クラッディング（天然石被覆壁）システム |  | 25-80-55/155 Natural stone cladding system; | 2.5.1 External enclosing walls above ground level (default); 3.1.1 Wall finishes; | A natural stone cladding system typically comprises of items such as preparation, loadbearing fixings and vapour control layer.
Ss_25_20_90 | 25 | 20 | 90 |  | Unit cladding systems | ユニットクラッドシステム |  |  |  | A clay plain tile cladding system typically comprises of items such as preparation, counterbattens and underlay.
Ss_25_20_90_13 | 25 | 20 | 90 | 13 | Clay plain tile cladding systems | クレイプレーンタイルクラッド（粘土無地タイル張り）システム |  | 25-80-90/115 Clay plain tile cladding system; | 2.5.1 External enclosing walls above ground level (default); | A clay plain tile cladding system typically comprises of items such as preparation, counterbattens and underlay.
Ss_25_20_90_15 | 25 | 20 | 90 | 15 | Concrete plain tile cladding systems | コンクリート無地タイル張りシステム |  | 25-80-90/120 Concrete plain tile cladding system; | 2.5.1 External enclosing walls above ground level (default); | A concrete plain tile cladding system typically comprises of items such as preparation, counterbattens and underlay.
Ss_25_20_90_30 | 25 | 20 | 90 | 30 | Fibre cement slate cladding systems | ファイバー（繊維）セメントスレートクラッディング（被覆壁）システム |  | 25-80-90/130 Fibre cement slate cladding system; | 2.5.1 External enclosing walls above ground level (default); | A fibre cement slate cladding system typically comprises of items such as preparation, counterbattens and underlay.
Ss_25_20_90_50 | 25 | 20 | 90 | 50 | Metal tile cladding systems | 金属タイルクラッディング（被覆壁）システム |  | 25-80-90/150 Metal tile cladding system; | 2.5.1 External enclosing walls above ground level (default); | A metal tile cladding system typically comprises of items such as preparation, counterbattens and underlay.
Ss_25_20_90_55 | 25 | 20 | 90 | 55 | Natural slate cladding systems | 天然スレート被覆システム |  | 25-80-90/160 Natural slate cladding system; | 2.5.1 External enclosing walls above ground level (default); | A natural slate cladding system typically comprises of items such as preparation, counterbattens and underlay.
Ss_25_20_90_65 | 25 | 20 | 90 | 65 | Precast concrete cladding systems | プレキャストコンクリート被覆システム
Ss_25_20_90_95 | 25 | 20 | 90 | 95 | Wood shingle or shake cladding systems | ウッドシングルまたはシェイククラッド（木製被覆壁）システム |  | 25-80-90/195 Wood shingle or shake cladding system; | 2.5.1 External enclosing walls above ground level (default); | A wood shingle or shake cladding system typically comprises of items such as preparation, counterbattens and underlay.
Ss_25_25 | 25 | 25 |  |  | Wall lining systems | ウォールライニングシステム
Ss_25_25_05 | 25 | 25 | 05 |  | Acoustic panel systems | 音響パネルシステム
Ss_25_25_45 | 25 | 25 | 45 |  | Lining and casing systems | ライニングおよびケーシングシステム |  |  |  | A duct and wall panel lining system typically comprises of items such as preplumbed and prefixed sanitary appliances and fittings, panels and non-integral finishes.
Ss_25_25_45_25 | 25 | 25 | 45 | 25 | Duct and wall panel lining systems | ライニング壁およびダクトシステム |  | 25-85-45/120 Duct and wall panel lining system; | 3.1.1 Wall finishes (default); | A duct and wall panel lining system typically comprises of items such as preplumbed and prefixed sanitary appliances and fittings, panels and non-integral finishes.
Ss_25_25_45_33 | 25 | 25 | 45 | 33 | Gypsum board casing systems | 石膏ボードケーシングシステム |  | 25-85-45/135 Gypsum board casing system; | 3.1.1 Wall finishes (default); | A gypsum board casing system typically comprises of items such as structural members, support and linings.
Ss_25_25_45_35 | 25 | 25 | 45 | 35 | Gypsum board wall lining systems | 石膏ボードライニング壁システム |  | 25-85-45/140 Gypsum board wall lining system; | 3.1.1 Wall finishes (default); | A gypsum board wall lining system typically comprises of items such as damp proof course, support and insulation.
Ss_25_25_45_50 | 25 | 25 | 45 | 50 | Metal framed wall lining systems | ライニング壁軽量鉄骨下地システム |  | 25-85-45/150 Metal framed wall lining system; | 3.1.1 Wall finishes (default); | A metal framed wall lining system typically comprises of items such as supporting frame, insulation and vapour control layer.
Ss_25_25_45_68 | 25 | 25 | 45 | 68 | Rigid sheet casing systems | 硬質シートケーシング壁システム
Ss_25_25_45_70 | 25 | 25 | 45 | 70 | Rigid sheet wall lining systems | 硬質シートライニング壁システム |  | 25-85-45/170 Rigid sheet wall lining and casing system; | 3.1.1 Wall finishes (default); | A rigid sheet wall lining and casing system typically comprises of items such as support, insulation and vapour control layer.
Ss_25_25_45_88 | 25 | 25 | 45 | 88 | Timber board casing systems | 木材ボードケーシングシステム |  | 25-85-45/185 Timber board casing system; | 3.1.1 Wall finishes (default); | A timber board casing system typically comprises of items such as supporting frame, boards and fasteners.
Ss_25_25_45_90 | 25 | 25 | 45 | 90 | Timber board wall lining systems | 木材ボードウォールライニングシステム |  | 25-85-45/190 Timber board wall lining system; | 3.1.1 Wall finishes (default); | A timber board wall lining system typically comprises of items such as supporting frame, insulation and vapour control layer.
Ss_25_25_70 | 25 | 25 | 70 |  | Radiation shielding lining systems | 放射線シールドライニング（遮蔽パネル）システム
Ss_25_25_75 | 25 | 25 | 75 |  | Rigid sheet fine lining and panelling systems | 硬質シートファインライニングおよびパネルシステム |  |  |  | An acoustic panel lining system typically comprises of items such as battens, acoustic insulation and panelling.
Ss_25_25_75_05 | 25 | 25 | 75 | 05 | Acoustic panel lining systems | 吸音パネルライニングシステム |  | 25-85-75/105 Acoustic panel lining system; | 3.1.1 Wall finishes (default); | An acoustic panel lining system typically comprises of items such as battens, acoustic insulation and panelling.
Ss_25_25_75_63 | 25 | 25 | 75 | 63 | Plastics panel lining systems | プラスチックパネルライニングシステム |  | 25-85-75/160 Plastics panel lining system; | 3.1.1 Wall finishes (default); | A plastics panel lining system typically comprises of items such as battens, panels and fasteners.
Ss_25_25_75_65 | 25 | 25 | 75 | 65 | Plastics veneered panel lining systems | プラスチックベニアパネルライニングシステム |  | 25-85-75/165 Plastics veneered panel lining system; | 3.1.1 Wall finishes (default); | A plastics veneered panel lining system typically comprises of items such as battens, panels and fasteners.
Ss_25_25_75_85 | 25 | 25 | 75 | 85 | Specialist faced panel lining systems | 特殊加工パネルライニングシステム |  | 25-85-75/175 Specialist faced panel lining system; | 3.1.1 Wall finishes (default); | A specialist faced panel lining system typically comprises of items such as battens, panels and fasteners.
Ss_25_25_75_94 | 25 | 25 | 75 | 94 | Wood panel lining systems | 木製パネルライニングシステム |  | 25-85-75/130 Framed wood panel lining system; | 3.1.1 Wall finishes (default); | A framed wood panel lining system typically comprises of items such as battens, framing and bonding and jointing adhesive.
Ss_25_25_75_95 | 25 | 25 | 75 | 95 | Wood veneered panel lining systems | 木製べニアパネルライニングシステム |  | 25-85-75/195 Wood veneered panel lining system; | 3.1.1 Wall finishes (default); | A wood veneered panel lining system typically comprises of items such as battens, panels and fasteners.
Ss_25_25_85 | 25 | 25 | 85 |  | Stone lining systems | 石製ライニングシステム |  |  |  | A natural stone internal lining system typically comprises of items such as preparation, loadbearing fixings and cavity barriers.
Ss_25_25_85_50 | 25 | 25 | 85 | 50 | Manufactured stone lining systems | 製造石張りライニングシステム
Ss_25_25_85_55 | 25 | 25 | 85 | 55 | Natural stone lining systems | 天然石ライニングシステム |  | 25-80-55/160 Natural stone internal lining system; | 2.5.1 External enclosing walls above ground level (default); 3.1.1 Wall finishes; | A natural stone internal lining system typically comprises of items such as preparation, loadbearing fixings and cavity barriers.
Ss_25_25_95 | 25 | 25 | 95 |  | Wall sheathing systems | 壁被覆システム |  |  |  | An external wall sheathing system typically comprises of items such as additional supports, sheathing and rigid board insulation.
Ss_25_25_95_28 | 25 | 25 | 95 | 28 | External wall sheathing systems | 外壁被覆システム |  | 25-90-90/125 External wall sheathing system; | 2.5.1 External enclosing walls above ground level (default); | An external wall sheathing system typically comprises of items such as additional supports, sheathing and rigid board insulation.
Ss_25_30 | 25 | 30 |  |  | Door and window systems | 建具システム
Ss_25_30_15 | 25 | 30 | 15 |  | Concrete wall glazing systems | コンクリート壁ガラスシステム |  |  |  | A precast security window system typically comprises of items such as pre-construction survey, type of precast panel and panel fixing.
Ss_25_30_15_66 | 25 | 30 | 15 | 66 | Precast concrete security window systems | プレキャストコンクリート防犯窓システム |  | 20-40-60/180 Precast security window system; | 2.6.1 External windows (default); 2.3.1 Roof structure; 2.2.2 Balconies; | A precast security window system typically comprises of items such as pre-construction survey, type of precast panel and panel fixing.
Ss_25_30_20 | 25 | 30 | 20 |  | Door, shutter and hatch systems | ドア、シャッター、ハッチ（点検口）システム |  |  |  | A door assembly system typically comprises of items such as door frame, over panels and side panels.
Ss_25_30_20_16 | 25 | 30 | 20 | 16 | Collapsible gate and grille doorset systems | 折りたたみゲートとグリル（格子）ドアセットシステム
Ss_25_30_20_22 | 25 | 30 | 20 | 22 | Door assembly systems | ドア組立システム |  | 25-50-20/122 Door assembly system; |  | A door assembly system typically comprises of items such as door frame, over panels and side panels.
Ss_25_30_20_25 | 25 | 30 | 20 | 25 | Doorset systems | ドアセットシステム |  | 25-50-20/120 Doorset system; | 2.6.2 External doors; 2.8.1 Internal doors (default); | A doorset system typically comprises of items such as doorset, thresholds and over panels.
Ss_25_30_20_30 | 25 | 30 | 20 | 30 | Frame and door leaf systems | フレームおよびドアリーフ（枠）システム |  | 25-50-20/125 Frame and door leaf system; | 2.6.2 External doors; 2.8.1 Internal doors (default); | A frame and door leaf system typically comprises of items such as door frame, over panels and side panels.
Ss_25_30_20_32 | 25 | 30 | 20 | 32 | Frameless glass door systems | フレームレスガラスドアシステム |  | 25-50-20/130 Frameless glass door system; | 2.6.2 External doors (default); 2.8.1 Internal doors; | A frameless glass door system typically comprises of items such as assembly fixings, door items and hardware.
Ss_25_30_20_35 | 25 | 30 | 20 | 35 | Hatch systems | ハッチシステム |  | 25-50-20/135 Hatch system; | 2.6.2 External doors; 2.8.1 Internal doors (default); 2.3.5 Rooflights, skylights and openings; | A hatch system typically comprises of items such as hatch, operation warnings and filler between frame and reveal.
Ss_25_30_20_37 | 25 | 30 | 20 | 37 | High-security doorset systems | 高セキュリティドアセットシステム
Ss_25_30_20_38 | 25 | 30 | 20 | 38 | High-speed doorset systems | 高速ドアセットシステム
Ss_25_30_20_39 | 25 | 30 | 20 | 39 | Hinged doorset systems | ヒンジドアセットシステム
Ss_25_30_20_40 | 25 | 30 | 20 | 40 | Industrial doorset systems | 産業用（工場用）ドアセットシステム |  | 25-50-20/145 Industrial doorset system; | 2.6.2 External doors (default); 2.8.1 Internal doors; | An industrial doorset system typically comprises of items such as doorset type, trim and breakout facility.
Ss_25_30_20_45 | 25 | 30 | 20 | 45 | Loading bay doorset systems | 重量シャッターシステム |  | 25-50-20/150 Loading bay system; | 2.6.2 External doors (default); | A loading bay system typically comprises of items such as system components, filler between frame and reveal and trim.
Ss_25_30_20_46 | 25 | 30 | 20 | 46 | Louvre doorset systems | ルーバードアセットシステム
Ss_25_30_20_62 | 25 | 30 | 20 | 62 | Pivot doorset systems | ピボットドアセットシステム
Ss_25_30_20_65 | 25 | 30 | 20 | 65 | Platform door systems | プラットフォームドアシステム
Ss_25_30_20_70 | 25 | 30 | 20 | 70 | Revolving doorset systems | 回転ドアセットシステム |  | 25-50-20/170 Revolving doorset system; | 2.6.2 External doors (default); 2.8.1 Internal doors; | A revolving doorset system typically comprises of items such as doorset, hardware and breakout facility.
Ss_25_30_20_73 | 25 | 30 | 20 | 73 | Roller grille doorset systems | ローラーグリル（格子）ドアセットシステム
Ss_25_30_20_74 | 25 | 30 | 20 | 74 | Roller shutter doorset systems | ローラー式シャッタードアセットシステム
Ss_25_30_20_76 | 25 | 30 | 20 | 76 | Sectional overhead doorset systems | オーバーヘッドドア（オーバースライダー）システム
Ss_25_30_20_77 | 25 | 30 | 20 | 77 | Sliding doorset systems | スライドドア（片引き）セットシステム |  | 25-50-20/175 Sliding doorset system; | 2.6.2 External doors; 2.8.1 Internal doors (default); | A sliding doorset system typically comprises of items such as doorset, thresholds and hardware.
Ss_25_30_20_78 | 25 | 30 | 20 | 78 | Sliding folding doorset systems | スライド式折りたたみ式ドアセットシステム |  | 25-50-20/180 Sliding folding doorset system; | 2.7.3 Moveable room dividers; 2.6.2 External doors (default); 2.8.1 Internal doors; | A sliding folding doorset system typically comprises of items such as doorset, thresholds and hardware.
Ss_25_30_20_84 | 25 | 30 | 20 | 84 | Strip curtain doorset systems | ストリップカーテンドアセット（ビニルカーテン間仕切り）システム
Ss_25_30_20_93 | 25 | 30 | 20 | 93 | Up-and-over doorset systems | アップアンドオーバードアセット（スイングアップドア）システム
Ss_25_30_29 | 25 | 30 | 29 |  | Fire and smoke curtain systems | 防火および防炎カーテンシステム |  |  |  | A fire curtain barrier systems typically comprises of items such as fire barriers, head supports and side supports.
Ss_25_30_29_30 | 25 | 30 | 29 | 30 | Fire curtain systems | 防火カーテンシステム |  | 25-55-30/130 Fire curtain barrier systems; |  | A fire curtain barrier systems typically comprises of items such as fire barriers, head supports and side supports.
Ss_25_30_29_80 | 25 | 30 | 29 | 80 | Smoke curtain systems | 煙幕システム
Ss_25_30_95 | 25 | 30 | 95 |  | Window systems | ウィンドウシステム |  |  |  | An external window system typically comprises of items such as sub-frame, over frame ventilator and window unit.
Ss_25_30_95_26 | 25 | 30 | 95 | 26 | External window systems | 外部窓システム |  | 25-50-95/125 External window system; | 2.6.1 External windows (default); | An external window system typically comprises of items such as sub-frame, over frame ventilator and window unit.
Ss_25_30_95_41 | 25 | 30 | 95 | 41 | Internal window systems | 内部窓システム
Ss_25_30_95_96 | 25 | 30 | 95 | 96 | Window walling systems | 窓用壁掛け（壁式建具）システム
Ss_25_32 | 25 | 32 |  |  | Gate and access control systems | ゲートアクセス制御システム
Ss_25_32_35 | 25 | 32 | 35 |  | Gate systems | ゲートシステム |  |  |  | An animal gate system typically comprises of items such as gate assembly, post foundations and site applied finishes.
Ss_25_32_35_05 | 25 | 32 | 35 | 05 | Animal gate systems | 動物用ゲートシステム |  | 25-60-35/125 Animal gate system; | 8.4.1 Fencing and railings (default); | An animal gate system typically comprises of items such as gate assembly, post foundations and site applied finishes.
Ss_25_32_35_15 | 25 | 32 | 35 | 15 | Chicane systems | シケインゲートシステム |  | 25-60-35/120 Chicane system; | 8.4.1 Fencing and railings; 8.4.4 Barriers and guardrails (default); | A chicane system typically comprises of items such as chicane type, posts and post foundations.
Ss_25_32_35_30 | 25 | 32 | 35 | 30 | Folding gate systems | 折りたたみゲートシステム |  | 25-60-35/105 Folding gate system; | 8.4.1 Fencing and railings (default); 8.4.4 Barriers and guardrails; | A folding gate system typically comprises of items such as method of operation, gate assembly and post foundations.
Ss_25_32_35_37 | 25 | 32 | 35 | 37 | Hinged gate systems | 両開きゲートシステム |  | 25-60-35/109 Hinged gate system; | 8.4.1 Fencing and railings (default); | A hinged gate system typically comprises of items such as method of operation, gate assembly and post foundations.
Ss_25_32_35_41 | 25 | 32 | 35 | 41 | In-line inhibitor systems | インライン阻害剤（電解インラインスケール阻害剤）システム |  | 25-60-35/130 In-line inhibitor system; | 8.4.1 Fencing and railings; 8.4.4 Barriers and guardrails (default); | An in-line inhibitor system typically comprises of items such as inhibitor type, posts and post foundations.
Ss_25_32_35_45 | 25 | 32 | 35 | 45 | Kissing gate systems | キッシングゲートシステム |  | 25-60-35/135 Kissing gate system; | 8.4.1 Fencing and railings (default); | A kissing gate system typically comprises of items such as gate assembly, post foundations and hardware.
Ss_25_32_35_80 | 25 | 32 | 35 | 80 | Sliding gate systems | スライディングゲートシステム |  | 25-60-35/115 Sliding gate system; | 8.4.1 Fencing and railings (default); | A sliding gate system typically comprises of items such as method of operation, gate assembly and post foundations.
Ss_25_32_35_85 | 25 | 32 | 35 | 85 | Stile systems | スタイル（踏み越し段）システム |  | 25-60-35/140 Stile system; | 8.4.1 Fencing and railings (default); | A stile system typically comprises of items such as configuration, stile assembly and posts.
Ss_25_32_35_90 | 25 | 32 | 35 | 90 | Turnstile systems | 回転式ゲートシステム |  | 25-60-35/145 Turnstile system; | 8.4.1 Fencing and railings; 8.4.4 Barriers and guardrails (default); | A turnstile system typically comprises of items such as configuration, turnstile type and foundations.
Ss_25_32_60 | 25 | 32 | 60 |  | Access control gate systems | アクセス制御ゲートシステム |  |  |  | An e-passport gate system typically comprises of items such as readers, standby battery and locking mechanisms.
Ss_25_32_60_15 | 25 | 32 | 60 | 15 | Controlled pedestrian access gate systems | 歩行者アクセスゲートシステム
Ss_25_32_60_26 | 25 | 32 | 60 | 26 | e-passport gate systems | e-パスポートゲートシステム |  | 75-60-60/110 e-Passport gate system; |  | An e-passport gate system typically comprises of items such as readers, standby battery and locking mechanisms.
Ss_25_32_60_60 | 25 | 32 | 60 | 60 | Passport gate systems | パスポートゲートシステム |  | 75-60-60/120 Passport gate system; |  | A passport gate system typically comprises of items such as readers, standby battery supply (minimum) and locking mechanisms.
Ss_25_32_70 | 25 | 32 | 70 |  | Railway platform automated barrier systems | 鉄道プラットフォーム自動バリアシステム
Ss_25_36 | 25 | 36 |  |  | Operable barrier systems | 操作（運転）可能なバリアシステム
Ss_25_36_24 | 25 | 36 | 24 |  | Dry dock automated gate systems | ドライドック自動ゲート（船体修理ゲート）システム
Ss_25_36_30 | 25 | 36 | 30 |  | Flood and storm surge barrier systems | 洪水および高潮サージ防護システム
Ss_25_36_30_30 | 25 | 36 | 30 | 30 | Flood gate systems | 水門（壁式）システム
Ss_25_36_50 | 25 | 36 | 50 |  | Marina and sea gate automated systems | マリーナ海門（シーゲート）自動システム
Ss_25_36_58 | 25 | 36 | 58 |  | Operable rail barrier systems | 操作式レールバリア（バリケード）システム
Ss_25_36_62 | 25 | 36 | 62 |  | Operable water barrier systems | 操作式遮水バリア（バリケード）システム
Ss_25_36_64 | 25 | 36 | 64 |  | Operable bridge barrier systems | 操作式橋障壁（バリケード）システム
Ss_25_36_66 | 25 | 36 | 66 |  | Operable tunnel barrier systems | 操作式トンネル障壁（バリケード）システム
Ss_25_36_70 | 25 | 36 | 70 |  | Railway crossing systems | 踏切システム
Ss_25_36_95 | 25 | 36 | 95 |  | Vehicle access point control systems | 車両アクセスポイント制御システム |  |  |  | A heavy duty sliding barrier system typically comprises of items such as method of operation, barrier type and system accessories.
Ss_25_36_95_05 | 25 | 36 | 95 | 05 | Automated heavy-duty gate systems | 自動式大型ゲートシステム
Ss_25_36_95_35 | 25 | 36 | 95 | 35 | Heavy-duty sliding beam barrier systems | 可動式梁型バーゲートシステム |  | 25-70-05/115 Heavy duty sliding barrier system; | 8.4.4 Barriers and guardrails (default); | A heavy duty sliding barrier system typically comprises of items such as method of operation, barrier type and system accessories.
Ss_25_36_95_36 | 25 | 36 | 95 | 36 | Height restrictor systems | 車高測定ポールシステム |  | 25-70-05/120 Height restrictor system; | 8.4.4 Barriers and guardrails (default); | A height restrictor system typically comprises of items such as restrictor type and system accessories.
Ss_25_36_95_38 | 25 | 36 | 95 | 38 | Horizontal swing gate systems | 水平可動ゲートシステム |  | 25-70-05/125 Horizontal swing gate system; | 8.4.1 Fencing and railings; 8.4.4 Barriers and guardrails (default); | A horizontal swing gate system typically comprises of items such as method of operation, barrier type and system accessories.
Ss_25_36_95_40 | 25 | 36 | 95 | 40 | Hydraulic ramp systems | 油圧ランプ（スロープ）システム |  | 25-70-05/130 Hydraulic ramp system; | 8.4.4 Barriers and guardrails (default); | A hydraulic ramp system typically comprises of items such as method of operation, mortar bedding and ramp type.
Ss_25_36_95_50 | 25 | 36 | 95 | 50 | Movable bollard and car park post systems | 可動式駐車場ポスト（ポール）システム |  | 25-70-05/145 Movable bollard system; | 8.4.4 Barriers and guardrails (default); | A movable bollard system typically comprises of items such as method of operation, mortar bedding and bollard type.
Ss_25_36_95_70 | 25 | 36 | 95 | 70 | Rising arm barrier systems | 上昇アームバリア（バーゲート）システム |  | 25-70-05/160 Rising arm barrier system; | 8.4.1 Fencing and railings; 8.4.4 Barriers and guardrails (default); | A rising arm barrier system typically comprises of items such as method of operation, barrier type and system accessories.
Ss_25_36_95_72 | 25 | 36 | 95 | 72 | Rising bollard systems | 上昇（ライジング）ボラードシステム |  | 25-70-05/165 Rising bollard system; | 8.4.4 Barriers and guardrails (default); | A rising bollard system typically comprises of items such as method of operation, mortar bedding and bollard type.
Ss_25_36_95_85 | 25 | 36 | 95 | 85 | Static bollard systems | 侵入防止ボラードシステム
Ss_25_36_95_94 | 25 | 36 | 95 | 94 | Vehicle flow plate systems | 車両フロー（車止め）プレートシステム |  | 25-70-05/180 Vehicle flow plate system; | 8.4.4 Barriers and guardrails (default); | A vehicle flow plate system typically comprises of items such as mortar bedding, material and system accessories.
Ss_25_36_95_96 | 25 | 36 | 95 | 96 | Vehicle stop systems | 車両停止（車止め）システム |  | 25-70-05/185 Vehicle stop system; | 8.4.4 Barriers and guardrails (default); | A vehicle stop system typically comprises of items such as material.
Ss_25_38 | 25 | 38 |  |  | Wall and barrier opening hardware systems | 壁とバリアの可動開口部システム
Ss_25_38_20 | 25 | 38 | 20 |  | Door, window and gate hardware systems | ドア、窓、ゲートのハードウェア（金物）システム |  |  |  | A door hardware system typically comprises of items such as hanging, automatic hardware and operating.
Ss_25_38_20_20 | 25 | 38 | 20 | 20 | Door hardware systems | ドアハードウェア（金物）システム |  | 25-90-20/120 Door hardware system; | 2.6.2 External doors; 2.8.1 Internal doors (default); | A door hardware system typically comprises of items such as hanging, automatic hardware and operating.
Ss_25_38_20_30 | 25 | 38 | 20 | 30 | Garage door hardware systems | ガレージドアハードウェア（金物）システム |  | 25-90-20/130 Garage door hardware system; | 2.6.2 External doors (default); | A garage door hardware system typically comprises of items such as hanging, operating and securing.
Ss_25_38_20_33 | 25 | 38 | 20 | 33 | Gate hardware systems | ゲートハードウェア（金物）システム |  | 25-90-20/135 Gate hardware system; | 8.4.1 Fencing and railings (default); 8.4.4 Barriers and guardrails; 2.8.1 Internal doors; | A gate hardware system typically comprises of items such as hanging, operating and securing.
Ss_25_38_20_35 | 25 | 38 | 20 | 35 | Hatch hardware systems | ハッチハードウェア（金物）システム |  | 25-90-20/140 Hatch hardware system; | 2.6.2 External doors; 2.8.1 Internal doors (default); | A hatch hardware system typically comprises of items such as hanging, operating and securing.
Ss_25_38_20_70 | 25 | 38 | 20 | 70 | Relocatable partition hardware systems | 可動パーティションハードウェア（金物）システム |  | 25-90-20/170 Relocatable partition hardware system; | 2.7.3 Moveable room dividers (default); | A relocatable partition hardware system typically comprises of items such as hanging, operating and securing.
Ss_25_38_20_80 | 25 | 38 | 20 | 80 | Shutter hardware systems | シャッターハードウェア（金物）システム |  | 25-90-20/175 Shutter hardware system; | 2.6.2 External doors (default); 2.8.1 Internal doors; | A shutter hardware system typically comprises of items such as hanging, operating and securing.
Ss_25_38_20_95 | 25 | 38 | 20 | 95 | Window hardware systems | ウィンドウハードウェア（金物）システム |  | 25-90-95/195 Window hardware system; | 2.6.1 External windows (default); | A window hardware system typically comprises of items such as hanging, securing and operating.
Ss_25_45 | 25 | 45 |  |  | Wall covering and finish systems | 壁装および仕上げシステム
Ss_25_45_02 | 25 | 45 | 02 |  | Acoustic covering systems | 音響カバーシステム
Ss_25_45_12 | 25 | 45 | 12 |  | Cavity wall insulation systems | キャビティウォール断熱システム |  |  |  | A cavity wall insulation system typically comprises of items such as scope of work, material and accessories.
Ss_25_45_12_40 | 25 | 45 | 12 | 40 | Injected and blown cavity wall insulation systems | 注入および吹き込みキャビティウォール断熱システム |  | 10-70-50/110 Cavity wall insulation system; | 2.5.2 External enclosing walls below ground level; 2.7.1 Walls and partitions; 2.5.1 External enclosing walls above ground level (default); | A cavity wall insulation system typically comprises of items such as scope of work, material and accessories.
Ss_25_45_25 | 25 | 45 | 25 |  | Drapery systems | カーテンシステム
Ss_25_45_70 | 25 | 45 | 70 |  | Render and roughcast coating systems | レンダリングおよびラフキャストコーティングシステム |  |  |  | A multicoat render system typically comprises of items such as substrate preparation, lathing and first undercoat.
Ss_25_45_70_55 | 25 | 45 | 70 | 55 | Multicoat render systems | マルチコートレンダー（壁面塗装）システム |  | 25-80-72/150 Multicoat render system; | 2.5.1 External enclosing walls above ground level (default); 3.1.1 Wall finishes; | A multicoat render system typically comprises of items such as substrate preparation, lathing and first undercoat.
Ss_25_45_70_60 | 25 | 45 | 70 | 60 | One-coat render systems | ワンコートレンダー（壁面塗装）システム |  | 25-80-72/160 One coat render system; | 2.5.1 External enclosing walls above ground level (default); 3.1.1 Wall finishes; | A one coat render system typically comprises of items such as substrate preparation materials, lathing and render.
Ss_25_45_70_65 | 25 | 45 | 70 | 65 | Parge coat systems | パージコートシステム |  | 25-85-60/160 Parge coat system; | 3.1.1 Wall finishes (default); | A parge coat system typically comprises of items such as substrate preparation and coat.
Ss_25_45_70_90 | 25 | 45 | 70 | 90 | Tiling and mosaic render substrate systems | タイル壁下塗りシステム |  | 25-80-72/185 Tiling and mosaic for render mortar substrate system; | 2.5.1 External enclosing walls above ground level (default); 3.1.1 Wall finishes; | A tiling and mosaic mortar substrate system typically comprises of items such as substrate preparation, lathing and render.
Ss_25_45_72 | 25 | 45 | 72 |  | Wall insulation systems | 壁断熱システム |  |  |  | An adhesive fixed external wall insulation system typically comprises of items such as insulation, fire barriers and beads and trims.
Ss_25_45_72_02 | 25 | 45 | 72 | 02 | Adhesive-fixed external wall insulation systems | 外壁断熱システム |  | 25-80-79/110 Adhesive fixed external wall insulation system; | 2.5.1 External enclosing walls above ground level (default); | An adhesive fixed external wall insulation system typically comprises of items such as insulation, fire barriers and beads and trims.
Ss_25_45_72_42 | 25 | 45 | 72 | 42 | Insulated plinth systems | 断熱台座（断熱立ち上がり）システム |  | 25-80-79/130 Insulated plinth system; | 2.5.1 External enclosing walls above ground level (default); | An insulated plinth system typically comprises of items such as insulation, fire barriers and beads and trims.
Ss_25_45_72_70 | 25 | 45 | 72 | 70 | Rail-fixed external wall insulation systems | レール固定外壁断熱システム
Ss_25_45_74 | 25 | 45 | 74 |  | Rolled paper and fabric covering systems | ロール紙および布地カバーシステム |  |  |  | A rolled covering system typically comprises of items such as system supplier, preparation and adhesive.
Ss_25_45_74_70 | 25 | 45 | 74 | 70 | Rolled covering systems | 圧延被覆（ロールカバー）システム |  | 25-85-80/170 Rolled covering system; | 3.1.1 Wall finishes (default); | A rolled covering system typically comprises of items such as system supplier, preparation and adhesive.
Ss_25_45_85 | 25 | 45 | 85 |  | Sprayed coating systems | 溶射（スプレー）コーティングシステム |  |  |  | A sprayed external monolithic coating system typically comprises of items such as preparation, initial coats and mechanical retention and reinforcement.
Ss_25_45_85_82 | 25 | 45 | 85 | 82 | Sprayed external monolithic coating systems | 外部モノリシック吹付けシステム |  | 25-80-78/175 Sprayed external monolithic coating system; | 2.5.1 External enclosing walls above ground level (default); | A sprayed external monolithic coating system typically comprises of items such as preparation, initial coats and mechanical retention and reinforcement.
Ss_25_45_85_85 | 25 | 45 | 85 | 85 | Sprayed internal monolithic coating systems | 内部モノリシック吹付けシステム |  | 25-85-85/175 Sprayed internal monolithic coating system; | 3.1.1 Wall finishes (default); | A sprayed internal monolithic coating system typically comprises of items such as preparation, initial coats and mechanical retention and reinforcement.
Ss_25_45_86 | 25 | 45 | 86 |  | Suspended render systems | サスペンドレンダリングシステム
Ss_25_45_88 | 25 | 45 | 88 |  | Tiling systems | タイル張りシステム |  |  |  | An external wall tiling system typically comprises of items such as substrate preparation, intermediate substrate and joints and seals.
Ss_25_45_88_25 | 25 | 45 | 88 | 25 | External wall tiling systems | 外壁タイルシステム |  | 25-85-97/125 External wall tiling system; | 3.1.1 Wall finishes (default); | An external wall tiling system typically comprises of items such as substrate preparation, intermediate substrate and joints and seals.
Ss_25_45_88_40 | 25 | 45 | 88 | 40 | Internal wall tiling systems | 内壁タイルシステム |  | 25-85-97/140 Internal wall tiling system; | 3.1.1 Wall finishes (default); | An internal wall tiling system typically comprises of items such as substrate preparation, intermediate substrate and joints and seals.
Ss_25_45_88_88 | 25 | 45 | 88 | 88 | Terrazzo wall tiling systems | テラゾ壁タイルシステム |  | 25-85-90/185 Terrazzo wall tiling system; | 3.1.1 Wall finishes (default); | A terrazzo wall tiling system typically comprises of items such as substrate preparation, bedding and covering.
Ss_25_45_88_90 | 25 | 45 | 88 | 90 | Tiling and mosaic mortar substrate systems | タイル張りおよびモザイクモルタル下地システム
Ss_25_45_90 | 25 | 45 | 90 |  | Unit facing systems | ユニット対面システム
Ss_25_50 | 25 | 50 |  |  | Wall-mounted canopy and screen systems | 壁掛け式キャノピーおよびスクリーンシステム
Ss_25_50_05 | 25 | 50 | 05 |  | Awning systems | 日よけ（オープニング）システム
Ss_25_50_35 | 25 | 50 | 35 |  | Grille systems | グリルシステム
Ss_25_50_45 | 25 | 50 | 45 |  | Louvre and shading systems | ルーバーとシェーディングシステム |  |  |  | A facade aligned brise-soleil system typically comprises of items such as carrier, frame fasteners and shading device.
Ss_25_50_45_10 | 25 | 50 | 45 | 10 | Canopy systems | キャノピー（庇）システム
Ss_25_50_45_30 | 25 | 50 | 45 | 30 | Facade-aligned brise soleil systems | ファサード（ルーバー）システム |  | 25-55-45/110 Facade aligned brise-soleil system; | 2.5.3 Solar/rain screening (default); | A facade aligned brise-soleil system typically comprises of items such as carrier, frame fasteners and shading device.
Ss_25_50_45_45 | 25 | 50 | 45 | 45 | Louvre screen systems | ルーバースクリーンシステム |  | 25-55-45/150 Louvre screen system; | 2.5.3 Solar/rain screening (default); | A louvre screen system typically comprises of items such as screen framing, louvres and blanking panels.
Ss_25_50_45_60 | 25 | 50 | 45 | 60 | Panellized louvre screen systems | パネル型ルーバースクリーンシステム |  | 25-55-45/170 Panellized louvre screen system; | 2.7.3 Moveable room dividers (default); 2.8.1 Internal doors; | A panellized louvre screen system typically comprises of items such as screen framing, louvre panels and installation fasteners.
Ss_25_50_45_65 | 25 | 50 | 45 | 65 | Projecting brise soleil systems | ブリーズ・ソレイユシステム |  | 25-55-45/130 Projecting brise-soleil system; | 2.5.3 Solar/rain screening (default); | A projecting brise-soleil system typically comprises of items such as support arms, support struts and additional ties.
Ss_25_50_75 | 25 | 50 | 75 |  | Screen systems | スクリーンシステム
Ss_25_50_80 | 25 | 50 | 80 |  | Shutter systems | シャッターシステム
Ss_25_60 | 25 | 60 |  |  | Wall and barrier accessory systems | 壁およびバリア（バリケード）アクセサリシステム
Ss_25_60_05 | 25 | 60 | 05 |  | Balustrade and handrail systems | 手すりシステム |  |  |  | A balustrade and guarding system typically comprises of items such as newels, uprights and infills.
Ss_25_60_05_05 | 25 | 60 | 05 | 05 | Balustrade and guarding systems | 手すりと監視システム |  | 25-25-10/110 Balustrade and guarding system; | 8.4.4 Barriers and guardrails (default); 2.7.2 Balustrades and handrails; 2.5.5 Subsidiary walls, balustrades and proprietary balconies; | A balustrade and guarding system typically comprises of items such as newels, uprights and infills.
Ss_25_60_05_35 | 25 | 60 | 05 | 35 | Handrail systems | 手すりシステム |  | 25-25-10/135 Handrail system; | 8.4.4 Barriers and guardrails (default); 2.7.2 Balustrades and handrails; 2.5.5 Subsidiary walls, balustrades and proprietary balconies; | A handrail system typically comprises of items such as handrails, fixing to parent structure and site finish.
Ss_25_60_10 | 25 | 60 | 10 |  | Cavity wall tie renewal and insertion systems | キャビティウォールタイの更新および挿入システム
Ss_25_60_30 | 25 | 60 | 30 |  | Fire-stopping systems | 防火システム |  |  |  | An individual services penetrations fire stopping system typically comprises of items such as penetration seal, capping sealant and samples required.
Ss_25_60_30_40 | 25 | 60 | 30 | 40 | Individual services penetrations fire-stopping systems | 防火区画貫通部塞ぎシステム |  | 30-85-30/140 Individual services penetrations fire stopping system; | 5.14.1 Builder's work in connection with services (default); | An individual services penetrations fire stopping system typically comprises of items such as penetration seal, capping sealant and samples required.
Ss_25_60_30_45 | 25 | 60 | 30 | 45 | Linear gap fire-stopping systems | 層間塞ぎシステム |  | 30-85-30/145 Linear gap fire stopping system; | 5.14.1 Builder's work in connection with services (default); | A linear gap fire stopping system typically comprises of items such as gap filler, capping sealant and samples required.
Ss_25_60_30_48 | 25 | 60 | 30 | 48 | Loose fire-stopping systems | 防火区画貫通部塞ぎモルタルシステム |  | 30-85-30/150 Loose fire stopping system; | 5.14.1 Builder's work in connection with services (default); | A loose fire stopping system typically comprises of items such as penetration seal and samples required.
Ss_25_60_30_55 | 25 | 60 | 30 | 55 | Multiple services penetrations fire-stopping systems | 防火区画貫通部複合処理システム |  | 30-85-30/155 Multiple services penetrations fire stopping system; | 5.14.1 Builder's work in connection with services (default); | A multiple services penetrations fire stopping system typically comprises of items such as board barrier, framing and sealant.
Ss_25_60_30_62 | 25 | 60 | 30 | 62 | Pipe collar fire-stopping systems | 防火区画貫通部塞ぎカバーシステム |  | 30-85-30/160 Pipe collar system; | 5.14.1 Builder's work in connection with services (default); | A pipe collar system typically comprises of items such as pipe collars, capping sealant and samples required.
Ss_25_60_35 | 25 | 60 | 35 |  | Glazing systems | ガラスシステム |  |  |  | A bead-fixed insulating glazing system typically comprises of items such as removal of existing glazing, preparation and surround and bead treatment.
Ss_25_60_35_06 | 25 | 60 | 35 | 06 | Bead-fixed insulating glazing systems | 断熱ガラスシステム |  | 25-90-35/105 Bead-fixed insulating glazing system; | 2.7.1 Walls and partitions; 2.5.1 External enclosing walls above ground level (default); 2.7.2 Balustrades and handrails; 2.8.1 Internal doors; 2.5.5 Subsidiary walls, balustrades and proprietary balconies; | A bead-fixed insulating glazing system typically comprises of items such as removal of existing glazing, preparation and surround and bead treatment.
Ss_25_60_35_08 | 25 | 60 | 35 | 08 | Bead-fixed single glazing systems | シングル（単層）ガラスシステム |  | 25-90-35/110 Bead-fixed single glazing system; | 2.7.1 Walls and partitions; 2.6.1 External windows (default); 2.6.2 External doors; 2.8.1 Internal doors; | A bead-fixed single glazing system typically comprises of items such as removal of existing glazing, preparation and surround and bead treatment.
Ss_25_60_35_30 | 25 | 60 | 35 | 30 | Fire-resistant glazing systems | 耐火ガラスシステム |  | 25-90-35/120 Fire-resistant glazing system; | 2.7.1 Walls and partitions; 2.6.1 External windows; 2.6.2 External doors; 2.8.1 Internal doors (default); | A fire-resistant glazing system typically comprises of items such as removal of existing glazing, preparation and surround and bead treatment.
Ss_25_60_35_33 | 25 | 60 | 35 | 33 | Glazing film systems | ガラスフィルムシステム |  | 25-90-35/130 Glazing film system; | 2.7.1 Walls and partitions; 2.6.1 External windows (default); 2.6.2 External doors; 2.8.1 Internal doors; | A glazing film system typically comprises of items such as film and samples required.
Ss_25_60_35_35 | 25 | 60 | 35 | 35 | Groove-fixed single glazing systems | 固定式単層ガラスシステム |  | 25-90-35/135 Groove-fixed single glazing system; | 2.7.1 Walls and partitions; 2.5.1 External enclosing walls above ground level (default); 2.7.2 Balustrades and handrails; 2.8.1 Internal doors; 2.5.5 Subsidiary walls, balustrades and proprietary balconies; | A groove-fixed single glazing system typically comprises of items such as removal of existing glazing, preparation and surround treatment.
Ss_25_60_35_40 | 25 | 60 | 35 | 40 | Internal use bead and tape, groove or channel glazing systems | 内部使用ビーズとテープ、溝、チャネルグレージングシステム |  | 25-90-35/140 Internal use bead and tape, groove or channel glazing system; | 2.7.1 Walls and partitions (default); 2.7.2 Balustrades and handrails; 2.8.1 Internal doors; | An internal use bead and tape, groove or channel glazing system typically comprises of items such as removal of existing glazing, preparation and surround and bead treatment.
Ss_25_60_35_50 | 25 | 60 | 35 | 50 | Mirror glazing systems | 鏡面ガラスシステム |  | 25-90-35/145 Mirror glazing system; | 4.1.1 General fittings, furnishings and equipment (default); | A mirror glazing system typically comprises of items such as removal of existing glazing, preparation and surround and bead treatment.
Ss_25_60_35_65 | 25 | 60 | 35 | 65 | Putty-fronted single glazing systems | パテ面単一ガラス（壁塗装およびパテフロ）システム |  | 25-90-35/150 Putty-fronted single glazing system; | 2.7.1 Walls and partitions; 2.5.1 External enclosing walls above ground level (default); 2.7.2 Balustrades and handrails; 2.8.1 Internal doors; 2.5.5 Subsidiary walls, balustrades and proprietary balconies; | A putty-fronted single glazing system typically comprises of items such as removal of existing glazing, preparation and surround treatment.
Ss_25_60_35_75 | 25 | 60 | 35 | 75 | Single-sided gasket glazing systems | 片面ガスケットガラスシステム |  | 25-90-35/155 Single-sided gasket glazing system; | 2.7.1 Walls and partitions; 2.6.1 External windows (default); 2.6.2 External doors; 2.8.1 Internal doors; | A single-sided gasket glazing system typically comprises of items such as removal of existing glazing, preparation and surround treatment.
Ss_25_60_35_85 | 25 | 60 | 35 | 85 | Structural zipper gasket glazing systems | 構造ジッパーガスケットガラスシステム |  | 25-90-35/160 Structural zipper gasket glazing system; | 2.7.1 Walls and partitions; 2.5.1 External enclosing walls above ground level (default); 2.7.2 Balustrades and handrails; 2.5.5 Subsidiary walls, balustrades and proprietary balconies; | A structural zipper gasket glazing system typically comprises of items such as removal of existing glazing, preparation and surround treatment.
Ss_25_60_35_95 | 25 | 60 | 35 | 95 | U-profiled glazing systems | U字型ガラスシステム |  | 25-90-35/165 U-profiled glazing system; | 2.7.1 Walls and partitions; 2.5.1 External enclosing walls above ground level (default); 2.7.2 Balustrades and handrails; 2.5.5 Subsidiary walls, balustrades and proprietary balconies; | A u-profiled glazing system typically comprises of items such as removal of existing glazing, preparation and surround treatment.
Ss_25_60_50 | 25 | 60 | 50 |  | Metal sheet wall flashing and weathering systems | 金属板ウォールフラッシングおよび耐候システム |  |  |  | An aluminium flashing system typically comprises of items such as aluminium, form and fasteners.
Ss_25_60_50_03 | 25 | 60 | 50 | 03 | Aluminium sheet wall flashing systems | アルミニウムシート壁金物システム |  | 30-85-50/105 Aluminium flashing system; | 2.3.2 Roof coverings (default); 2.5.1 External enclosing walls above ground level; | An aluminium flashing system typically comprises of items such as aluminium, form and fasteners.
Ss_25_60_50_04 | 25 | 60 | 50 | 04 | Aluminium sheet wall weathering systems | アルミニウムシート壁耐候システム |  | 30-85-50/115 Aluminium sheet weathering system; | 2.3.2 Roof coverings (default); 2.5.1 External enclosing walls above ground level; | An aluminium sheet weathering system typically comprises of items such as substrate preparation, underlay and aluminium.
Ss_25_60_50_11 | 25 | 60 | 50 | 11 | Carbon steel wall flashing systems | 炭素鋼壁金物システム |  | 30-85-50/170 Steel Flashing System; |  | A steel flashing system typically comprises of items such as steel sheet, fixing and joints.
Ss_25_60_50_12 | 25 | 60 | 50 | 12 | Carbon steel wall weathering systems | 炭素鋼壁耐候システム
Ss_25_60_50_14 | 25 | 60 | 50 | 14 | Copper sheet wall flashing systems | 耐候性銅板壁金物システム |  | 30-85-50/120 Copper sheet weathering system; | 2.3.2 Roof coverings (default); 2.5.1 External enclosing walls above ground level; | A copper sheet weathering system typically comprises of items such as substrate preparation, underlay and copper.
Ss_25_60_50_15 | 25 | 60 | 50 | 15 | Copper sheet wall weathering systems | 耐候性銅板壁システム
Ss_25_60_50_47 | 25 | 60 | 50 | 47 | Lead damp-proof course systems | 鉛防湿コースシステム |  | 30-85-50/130 Lead damp proof course system; | 2.5.2 External enclosing walls below ground level (default); 2.5.1 External enclosing walls above ground level; 2.3.1 Roof structure; 1.1.3 Lowest floor construction; | A lead damp proof course system typically comprises of items such as lead, form and site finish.
Ss_25_60_50_48 | 25 | 60 | 50 | 48 | Lead sheet wall flashing systems | 耐候性鉛シート壁金物システム |  | 30-85-50/125 Lead cladding flashing system; | 2.3.2 Roof coverings (default); 2.5.1 External enclosing walls above ground level; | A lead cladding flashing system typically comprises of items such as lead, form and fasteners.
Ss_25_60_50_49 | 25 | 60 | 50 | 49 | Lead sheet wall weathering systems | 耐候性鉛シート壁システム |  | 30-85-50/140 Lead sheet weathering system; | 2.3.2 Roof coverings (default); 2.5.1 External enclosing walls above ground level; 2.3.6 Roof features; | A lead sheet weathering system typically comprises of items such as substrate preparation, underlay and lead sheet.
Ss_25_60_50_84 | 25 | 60 | 50 | 84 | Stainless steel sheet wall flashing systems | 耐候性ステンレス鋼板壁金物システム |  | 30-85-50/155 Stainless steel sheet weathering system; | 2.3.2 Roof coverings (default); 2.5.1 External enclosing walls above ground level; 2.3.6 Roof features; 2.3.3 Specialist roof systems; | A stainless steel sheet weathering system typically comprises of items such as substrate preparation, underlay and stainless steel.
Ss_25_60_50_85 | 25 | 60 | 50 | 85 | Stainless steel sheet wall weathering systems | 耐候性ステンレス鋼板壁システム
Ss_25_60_50_94 | 25 | 60 | 50 | 94 | Zinc sheet wall flashing systems | 耐候性亜鉛シート壁金物システム |  | 30-85-50/160 Zinc sheet weathering system; | 2.3.2 Roof coverings (default); 2.5.1 External enclosing walls above ground level; 2.3.6 Roof features; 2.3.3 Specialist roof systems; | A zinc sheet weathering system typically comprises of items such as substrate preparation, underlay and zinc.
Ss_25_60_50_95 | 25 | 60 | 50 | 95 | Zinc sheet wall weathering systems | 耐候性亜鉛シート壁システム
Ss_25_95 | 25 | 95 |  |  | Temporary wall and barrier systems | 仮設壁およびバリアシステム | 公共建築工事積算基準
Ss_25_95_30 | 25 | 95 | 30 |  | Temporary flood barrier systems | 仮設洪水防御システム
Ss_25_95_60 | 25 | 95 | 60 |  | Temporary pedestrian barrier systems | 仮設歩行者バリアシステム
Ss_25_95_70 | 25 | 95 | 70 |  | Temporary rail barrier systems | 仮設鉄道障壁システム
Ss_25_95_75 | 25 | 95 | 75 |  | Temporary road barrier systems | 仮設道路障壁システム
Ss_25_95_85 | 25 | 95 | 85 |  | Temporary traffic barrier systems | 仮設交通障壁システム
Ss_25_95_90 | 25 | 95 | 90 |  | Temporary water barrier systems | 仮設水バリアシステム
Ss_30 | 30 |  |  |  | Roof, floor and paving systems | 屋根、床、舗装システム
Ss_30_10 | 30 | 10 |  |  | Roof structure systems | 屋根（架構）構造システム
Ss_30_10_30 | 30 | 10 | 30 |  | Framed roof structure systems | フレーム式屋根構造システム |  |  |  | A heavy steel framed roof structure system typically comprises of items such as framing members, connections and connection accessories.
Ss_30_10_30_03 | 30 | 10 | 30 | 03 | Aluminium roof framing systems | アルミ屋根フレームシステム
Ss_30_10_30_20 | 30 | 10 | 30 | 20 | Glazed unit roof framing systems | ユニット式ガラス屋根フレームシステム
Ss_30_10_30_25 | 30 | 10 | 30 | 25 | Heavy steel roof framing systems | 鉄骨屋根フレームシステム |  | 20-00-75/135 Heavy steel framed roof structure system; | 2.1.1 Steel frames (default); | A heavy steel framed roof structure system typically comprises of items such as framing members, connections and connection accessories.
Ss_30_10_30_30 | 30 | 10 | 30 | 30 | Heavy steel roof space frame systems | 大スパン鉄骨屋根フレームシステム |  | 20-00-75/137 Heavy steel space frame system; | 2.1.1 Steel frames; 2.1.2 Space frames/decks (default); | A heavy steel space frame system typically comprises of items such as framing members, connections and anchors to concrete and masonry.
Ss_30_10_30_35 | 30 | 10 | 30 | 35 | Heavy steel roof space truss systems | 大スパントラス屋根フレームシステム |  | 20-00-75/139 Heavy steel space truss system; | 2.1.1 Steel frames (default); 2.1.2 Space frames/decks; | A heavy steel space truss system typically comprises of items such as framing members, connections and anchors to concrete and masonry.
Ss_30_10_30_45 | 30 | 10 | 30 | 45 | Light steel roof framing systems | 軽量鉄骨屋根フレームシステム |  | 20-00-75/140 Light steel framed roof structure system; | 2.1.1 Steel frames; 2.1.2 Space frames/decks (default); | A light steel framed roof structure system typically comprises of items such as framing members, connections and anchors to concrete and masonry.
Ss_30_10_30_58 | 30 | 10 | 30 | 58 | Plastics roof framing systems | プラスチック屋根フレームシステム
Ss_30_10_30_60 | 30 | 10 | 30 | 60 | Precast concrete roof structure systems | プレキャストコンクリート屋根構造システム |  | 20-00-75/145 Precast concrete roof structure system; |  | A precast concrete roof structure system typically comprises of items such as structural roof units, joint filler and samples required.
Ss_30_10_30_70 | 30 | 10 | 30 | 70 | Reinforced concrete roof framing systems | 鉄筋コンクリート屋根フレームシステム
Ss_30_10_30_85 | 30 | 10 | 30 | 85 | Timber roof framing systems | 木造屋根フレームシステム |  | 20-00-75/185 Timber framed roof structure system; | 2.3.1 Roof structure (default); | A timber framed roof structure system typically comprises of items such as timber framing members, sheets and boards and assembly fasteners.
Ss_30_10_50 | 30 | 10 | 50 |  | Monolithic roof structure systems | 一体式屋根構造システム |  |  |  | A sprayed concrete framed roof structure system typically comprises of items such as concrete, reinforcement and anchors for sprayed concrete.
Ss_30_10_50_70 | 30 | 10 | 50 | 70 | Sprayed concrete roof systems | 吹き付けコンクリート屋根システム |  | 20-00-75/175 Sprayed concrete framed roof structure system; | 2.1.6 Specialist frames (default); | A sprayed concrete framed roof structure system typically comprises of items such as concrete, reinforcement and anchors for sprayed concrete.
Ss_30_10_60 | 30 | 10 | 60 |  | Air-pressurized panel roof structure systems | 空気圧パネル屋根構造システム
Ss_30_10_60_28 | 30 | 10 | 60 | 28 | Ethylene tetraflourethylene (ETFE) roof systems | ETFEフィルム膜屋根構造システム
Ss_30_10_90 | 30 | 10 | 90 |  | Unit roof structure systems | ユニット屋根構造システム |  |  |  | A masonry roof structure system typically comprises of items such as masonry units, mortar and masonry accessories.
Ss_30_10_90_50 | 30 | 10 | 90 | 50 | Masonry roof systems | 石積み屋根（瓦屋根）システム |  | 20-00-75/150 Masonry roof structure system; | 2.3.1 Roof structure (default); | A masonry roof structure system typically comprises of items such as masonry units, mortar and masonry accessories.
Ss_30_12 | 30 | 12 |  |  | Floor and deck structure systems | 床およびデッキ構造システム
Ss_30_12_05 | 30 | 12 | 05 |  | Beam and block floor systems | 梁およびブロック床（軽量コンクリートブロック床造）システム
Ss_30_12_15 | 30 | 12 | 15 |  | Concrete plank floor systems | プレキャストコンクリート床システム
Ss_30_12_20 | 30 | 12 | 20 |  | Deck systems | デッキシステム
Ss_30_12_32 | 30 | 12 | 32 |  | Framed decking systems | フレーム付きデッキシステム
Ss_30_12_33 | 30 | 12 | 33 |  | Framed floor systems | 鋼製床下地システム
Ss_30_12_34 | 30 | 12 | 34 |  | Framed mezzanine systems | メザニン高床フレームシステム
Ss_30_12_35 | 30 | 12 | 35 |  | Glass unit masonry floor systems | ガラスユニット組積造床システム
Ss_30_12_45 | 30 | 12 | 45 |  | Lift-up concrete plank floor systems | リフトアップ（プレキャストスト）コンクリート板床システム
Ss_30_12_50 | 30 | 12 | 50 |  | Masonry (flat arch) floor systems | 石積みフラットアーチ（組石床）床システム
Ss_30_12_60 | 30 | 12 | 60 |  | Pier and jetty structure systems | 桟橋および突堤構造（控え壁、桟橋）システム
Ss_30_12_64 | 30 | 12 | 64 |  | Platform systems | プラットフォームシステム |  |  |  | A crosswall platform system typically comprises of items such as crosswall, platform support and coping.
Ss_30_12_64_17 | 30 | 12 | 64 | 17 | Crosswall platform systems | クロスウォール（壁式構造）プラットフォームシステム |  | 20-05-60/120 Crosswall platform system; |  | A crosswall platform system typically comprises of items such as crosswall, platform support and coping.
Ss_30_12_64_30 | 30 | 12 | 64 | 30 | Front wall platform systems | 前壁プラットフォームシステム |  | 20-05-60/110 Front wall platform system; |  | A front wall platform system typically comprises of items such as front wall, coping and paving.
Ss_30_12_64_53 | 30 | 12 | 64 | 53 | Modular platform systems | モジュール式プラットフォームシステム |  | 20-05-60/105 Modular platform system; |  | A modular platform system typically comprises of items such as modular platform units and platform surfacing products.
Ss_30_12_85 | 30 | 12 | 85 |  | Structural deck systems | 構造デッキシステム |  |  |  | A composite concrete floor, roof deck or balcony system typically comprises of items such as precast concrete slabs, in situ concrete topping and reinforcement.
Ss_30_12_85_15 | 30 | 12 | 85 | 15 | Composite concrete floor, roof or balcony deck systems | コンクリート合成デッキ（床、屋根、バルコニー）システム |  | 20-05-80/110 Composite concrete floor, roof deck or balcony system; | 2.3.1 Roof structure; 2.2.2 Balconies; 1.1.3 Lowest floor construction; 2.2.1 Floors (default); | A composite concrete floor, roof deck or balcony system typically comprises of items such as precast concrete slabs, in situ concrete topping and reinforcement.
Ss_30_12_85_16 | 30 | 12 | 85 | 16 | Composite steel and concrete floor, roof or balcony deck systems | 鋼製およびコンクリート複合合成デッキ（床、屋根、バルコニー）システム |  | 20-05-80/115 Composite steel and concrete floor, roof deck or balcony system; | 2.3.1 Roof structure; 2.2.2 Balconies; 1.1.3 Lowest floor construction; 2.2.1 Floors (default); | A composite steel and concrete floor, roof deck or balcony system typically comprises of items such as framing members, permanent formwork and shear connectors.
Ss_30_12_85_17 | 30 | 12 | 85 | 17 | Concrete beam and block floor or roof deck systems | プレキャストコンクリートブロック敷デッキ（床、屋根）システム |  | 20-05-80/160 Precast concrete beam and block floor or roof deck system; | 2.3.1 Roof structure; 1.1.3 Lowest floor construction; 2.2.1 Floors (default); | A precast concrete beam and block floor or roof deck system typically comprises of items such as precast concrete beams, infill blocks and in situ concrete topping.
Ss_30_12_85_18 | 30 | 12 | 85 | 18 | Concrete floor or roof deck systems | プレキャストコンクリートパネル敷デッキ（床、屋根）システム |  | 20-05-80/165 Precast concrete floor or roof deck system; | 2.3.1 Roof structure; 1.1.3 Lowest floor construction; 2.2.1 Floors (default); | A precast concrete floor or roof deck system typically comprises of items such as precast concrete slabs, continuity reinforcement and joint filler.
Ss_30_12_85_30 | 30 | 12 | 85 | 30 | Glazed unit floor or roof deck systems | ガラスパネルデッキ（床、屋根）システム |  | 20-05-80/130 Glazed unit floor or roof deck system; | 2.2.2 Balconies; 1.1.3 Lowest floor construction; 2.2.1 Floors; 2.3.3 Specialist roof systems (default); | A glazed unit floor or roof deck system typically comprises of items such as frame, glazed units and joint sealant.
Ss_30_12_85_40 | 30 | 12 | 85 | 40 | Heavy steel floor, roof or balcony deck systems | 鉄骨架構デッキ（床、屋根）システム |  | 20-05-80/140 Heavy steel floor, roof or balcony decking system; | 2.1.2 Space frames/decks (default); 2.3.1 Roof structure; 2.2.2 Balconies; 1.1.3 Lowest floor construction; 2.2.1 Floors; | A heavy steel floor, roof or balcony decking system typically comprises of items such as framing members, connections and connection accessories.
Ss_30_12_85_50 | 30 | 12 | 85 | 50 | Light steel floor, roof or balcony deck systems | 軽量鉄骨架構デッキ（床、屋根）システム |  | 20-05-80/150 Light steel floor, roof deck or balcony framing system; | 2.1.2 Space frames/decks (default); 2.3.1 Roof structure; 2.2.2 Balconies; 1.1.3 Lowest floor construction; 2.2.1 Floors; | A light steel floor, roof deck or balcony framing system typically comprises of items such as framing members, connections and anchors to concrete and masonry.
Ss_30_12_85_65 | 30 | 12 | 85 | 65 | Post-tensioned concrete floor or roof deck systems | ポストテンションコンクリートデッキ（床、屋根）システム |  | 20-05-80/120 Post tensioned concrete floor or roof deck system; |  | A post tensioned concrete floor or roof deck system typically comprises of items such as system type, form and concrete.
Ss_30_12_85_70 | 30 | 12 | 85 | 70 | Reinforced concrete floor, roof or balcony deck systems | 鉄筋コンクリートデッキ（床、屋根、バルコニー）システム |  | 20-05-80/145 In situ reinforced concrete floor, roof deck or balcony system; | 2.3.1 Roof structure; 2.2.2 Balconies; 1.1.3 Lowest floor construction; 2.2.1 Floors (default); | An in situ reinforced concrete floor, roof deck or balcony system typically comprises of items such as blinding, underlay and sub-floor insulation.
Ss_30_12_85_90 | 30 | 12 | 85 | 90 | Timber floor, roof or balcony deck systems | 木軸組デッキ（床、屋根、バルコニー）システム |  | 20-05-80/190 Timber floor, roof deck or balcony decking system; | 2.3.1 Roof structure; 2.2.2 Balconies; 1.1.3 Lowest floor construction; 2.2.1 Floors (default); | A timber floor, roof deck or balcony decking system typically comprises of items such as timber framing members, sheets and boards and assembly fasteners.
Ss_30_14 | 30 | 14 |  |  | Paving systems | 舗装システム
Ss_30_14_02 | 30 | 14 | 02 |  | Acrylic and resin bound aggregate paving systems | アクリルおよび樹脂結合骨材舗装システム |  |  |  | A fibre-reinforced resin-bound aggregate overlay system typically comprises of items such as primer, surface course and applied surface features.
Ss_30_14_02_30 | 30 | 14 | 02 | 30 | Fibre-reinforced resin-bound aggregate overlay systems | 繊維強化樹脂結合骨材オーバーレイ（上塗り）システム |  | 20-15-35/170 Fibre-reinforced resin-bound aggregate overlay system; | 7.6.2 Concrete repairs; 2.4.2 Stair/ramp finishes; 8.2.2 Special surfacings and pavings (default); 3.2.1 Finishes to floors; 2.3.2 Roof coverings; | A fibre-reinforced resin-bound aggregate overlay system typically comprises of items such as primer, surface course and applied surface features.
Ss_30_14_02_41 | 30 | 14 | 02 | 41 | Impact absorbing synthetic play and sport paving systems | 遊戯・スポーツ施設用衝撃吸収合成材舗装システム |  | 20-15-35/152 Impact absorbing synthetic play and sport paving system; | 2.4.2 Stair/ramp finishes; 8.2.2 Special surfacings and pavings (default); 3.2.1 Finishes to floors; 2.3.2 Roof coverings; | An impact absorbing synthetic play and sport paving system typically comprises of items such as subgrade improvement layer, preparation products and impermeable membrane.
Ss_30_14_02_42 | 30 | 14 | 02 | 42 | Impervious acrylic coated sports paving systems | スポーツ施設用不浸透性アクリルコーティング舗装システム |  | 20-15-35/154 Impervious acrylic coated paving system; | 2.4.2 Stair/ramp finishes; 8.2.2 Special surfacings and pavings (default); 3.2.1 Finishes to floors; 2.3.2 Roof coverings; | An impervious acrylic coated paving system typically comprises of items such as subgrade improvement layer, preparation products and geotextile below granular sub-base.
Ss_30_14_02_70 | 30 | 14 | 02 | 70 | Resin-bonded aggregate paving systems | 樹脂骨材舗装システム |  | 20-15-35/155 Resin-bonded aggregate paving system; | 7.6.2 Concrete repairs; 2.4.2 Stair/ramp finishes; 8.2.2 Special surfacings and pavings (default); 3.2.1 Finishes to floors; 2.3.2 Roof coverings; | A resin-bonded aggregate paving system typically comprises of items such as subgrade improvement layer, preparation products and geotextile below granular sub-base.
Ss_30_14_02_71 | 30 | 14 | 02 | 71 | Resin-bound aggregate light-duty paving systems | 歩行用樹脂舗装システム |  | 20-15-35/160 Resin-bound aggregate light duty paving system; | 7.6.2 Concrete repairs; 2.4.2 Stair/ramp finishes; 8.2.2 Special surfacings and pavings (default); 3.2.1 Finishes to floors; 2.3.2 Roof coverings; | A resin-bound aggregate light duty paving system typically comprises of items such as subgrade improvement layer, preparation products and geotextile below granular sub-base.
Ss_30_14_02_72 | 30 | 14 | 02 | 72 | Resin-bound aggregate heavy-duty paving systems | 重量用樹脂舗装システム
Ss_30_14_02_73 | 30 | 14 | 02 | 73 | Resin-bound aggregate overlay systems | 樹脂骨材オーバーレイ（上塗）システム |  | 20-15-35/180 Resin-bound aggregate overlay system; | 7.6.2 Concrete repairs; 2.4.2 Stair/ramp finishes; 8.2.2 Special surfacings and pavings (default); 3.2.1 Finishes to floors; 2.3.2 Roof coverings; | A resin-bound aggregate overlay system typically comprises of items such as primer, surface course and applied surface features.
Ss_30_14_02_74 | 30 | 14 | 02 | 74 | Resin-bound stone aggregate sports paving systems | スポーツ施設用自然石樹脂舗装システム
Ss_30_14_02_85 | 30 | 14 | 02 | 85 | Synthetic play surfacing systems | 遊戯施設用合成材仕上げシステム
Ss_30_14_05 | 30 | 14 | 05 |  | Asphalt road and paving systems | アスファルト道路と舗装システム |  |  |  | An asphalt concrete paving system typically comprises of items such as preparation products, subgrade improvement layer and granular sub-base.
Ss_30_14_05_05 | 30 | 14 | 05 | 05 | Asphalt concrete light-duty paving systems | アスファルトコンクリートの軽量舗装（歩行用アスファルト舗装）システム
Ss_30_14_05_06 | 30 | 14 | 05 | 06 | Asphalt concrete paving systems | アスファルトコンクリート舗装システム |  | 20-15-05/110 Asphalt concrete paving system; | 2.4.2 Stair/ramp finishes; 3.2.1 Finishes to floors; 2.3.2 Roof coverings; 8.2.1 Roads, paths and pavings (default); | An asphalt concrete paving system typically comprises of items such as preparation products, subgrade improvement layer and granular sub-base.
Ss_30_14_05_07 | 30 | 14 | 05 | 07 | Asphalt concrete runway paving systems | アスファルトコンクリート滑走路舗装システム
Ss_30_14_05_08 | 30 | 14 | 05 | 08 | Asphalt concrete surface overlay systems | アスファルトコンクリート表面オーバーレイシステム |  | 20-15-05/130 Existing pavement surface overlay system; | 2.4.2 Stair/ramp finishes; 3.2.1 Finishes to floors; 2.3.2 Roof coverings; 8.2.1 Roads, paths and pavings (default); | An existing pavement surface overlay system typically comprises of items such as condition of existing surfaces, preparation to existing base and bond coat.
Ss_30_14_05_35 | 30 | 14 | 05 | 35 | Hot rolled asphalt paving systems | 熱間圧延アスファルト舗装システム |  | 20-15-05/135 Hot rolled asphalt paving system; | 2.4.2 Stair/ramp finishes; 3.2.1 Finishes to floors; 2.3.2 Roof coverings; 8.2.1 Roads, paths and pavings (default); | A hot rolled asphalt paving system typically comprises of items such as preparation products, subgrade improvement layer and granular sub-base.
Ss_30_14_05_36 | 30 | 14 | 05 | 36 | Hot rolled asphalt runway paving systems | 熱間圧延アスファルト滑走路舗装システム
Ss_30_14_05_40 | 30 | 14 | 05 | 40 | Hot rolled asphalt sports paving systems | 熱間圧延アスファルトスポーツ舗装システム |  | 20-15-05/140 Hot rolled asphalt sports paving system; | 2.4.2 Stair/ramp finishes; 8.2.2 Special surfacings and pavings (default); 3.2.1 Finishes to floors; 2.3.2 Roof coverings; | A hot rolled asphalt sports paving system typically comprises of items such as subgrade improvement layer, granular sub-base and base course.
Ss_30_14_05_50 | 30 | 14 | 05 | 50 | Mastic asphalt pedestrian paving systems | 砕石マスチックアスファルト舗装システム |  | 20-15-05/150 Mastic asphalt light duty paving system; | 2.4.2 Stair/ramp finishes; 3.2.1 Finishes to floors; 2.3.2 Roof coverings; 8.2.1 Roads, paths and pavings (default); | A mastic asphalt light duty paving system typically comprises of items such as preparation products, subgrade improvement layer and granular sub-base.
Ss_30_14_05_65 | 30 | 14 | 05 | 65 | Porous asphalt concrete paving systems | 透水性アスファルト舗装システム |  | 20-15-05/165 Porous asphalt concrete paving system; | 2.4.2 Stair/ramp finishes; 3.2.1 Finishes to floors; 2.3.2 Roof coverings; 8.2.1 Roads, paths and pavings (default); | A porous asphalt concrete paving system typically comprises of items such as subgrade improvement layer, impermeable membrane and water collection.
Ss_30_14_05_70 | 30 | 14 | 05 | 70 | Porous asphalt concrete sports paving systems | スポーツ施設用透水性アスファルト舗装システム |  | 20-15-05/170 Porous asphalt concrete sports paving system; | 2.4.2 Stair/ramp finishes; 8.2.2 Special surfacings and pavings (default); 3.2.1 Finishes to floors; 2.3.2 Roof coverings; | A porous asphalt concrete sports paving system typically comprises of items such as preparation products, subgrade improvement layer and impermeable membrane.
Ss_30_14_05_75 | 30 | 14 | 05 | 75 | Stone mastic asphalt paving systems | 自然石マスチックアスファルト舗装システム |  | 20-15-05/175 Stone mastic asphalt paving system; | 2.4.2 Stair/ramp finishes; 3.2.1 Finishes to floors; 2.3.2 Roof coverings; 8.2.1 Roads, paths and pavings (default); | A stone mastic asphalt paving system typically comprises of items such as subgrade improvement layer, granular sub-base and regulating course.
Ss_30_14_05_80 | 30 | 14 | 05 | 80 | Slurry surfacing overlay systems | スラリー浮上オーバーレイ（薄層舗装）システム |  | 20-15-05/125 Slurry surfacing overlay system; |  | A slurry surfacing overlay system typically comprises of items such as primer, surface course and applied surface features.
Ss_30_14_15 | 30 | 14 | 15 |  | Concrete road and paving systems | コンクリート道路と舗装システム |  |  |  | An in situ concrete grass-filled paving system typically comprises of items such as sub-grade improvement layer, granular sub-base and separation membrane.
Ss_30_14_15_14 | 30 | 14 | 15 | 14 | Concrete grass-filled paving systems | コンクリート芝生舗装システム |  | 20-15-45/110 In situ concrete grass-filled paving system; | 2.4.2 Stair/ramp finishes; 8.2.2 Special surfacings and pavings (default); 3.2.1 Finishes to floors; 2.3.2 Roof coverings; 8.3.1 Seeding and turfing; | An in situ concrete grass-filled paving system typically comprises of items such as sub-grade improvement layer, granular sub-base and separation membrane.
Ss_30_14_15_16 | 30 | 14 | 15 | 16 | Concrete paving systems | コンクリート舗装システム |  | 20-15-45/120 In situ concrete paving system; | 2.4.2 Stair/ramp finishes; 3.2.1 Finishes to floors; 2.3.2 Roof coverings; 8.2.1 Roads, paths and pavings (default); | An in situ concrete paving system typically comprises of items such as sub-grade improvement layer, granular sub-base and separation membrane.
Ss_30_14_15_17 | 30 | 14 | 15 | 17 | Concrete porous paving systems | コンクリート多孔質（ポラース）舗装システム |  | 20-15-45/130 In situ concrete porous paving system; | 2.4.2 Stair/ramp finishes; 3.2.1 Finishes to floors; 2.3.2 Roof coverings; 8.2.1 Roads, paths and pavings (default); 8.6.4 Land drainage; | An in situ concrete porous paving system typically comprises of items such as sub-grade improvement layer, granular sub-base and separation membrane.
Ss_30_14_15_18 | 30 | 14 | 15 | 18 | Concrete runway paving systems | 滑走路用コンクリート舗装システム
Ss_30_14_50 | 30 | 14 | 50 |  | Mat and sheet paving systems | マットおよびシート舗装システム |  |  |  | A dry ski slope synthetic matting system typically comprises of items such as base, shock absorbing layer and wearing surface.
Ss_30_14_50_25 | 30 | 14 | 50 | 25 | Dry ski slope synthetic matting systems | 人口スノーマットシステム |  | 20-15-50/125 Dry ski slope synthetic matting system; | 2.4.2 Stair/ramp finishes; 8.2.2 Special surfacings and pavings (default); 3.2.1 Finishes to floors; 2.3.2 Roof coverings; | A dry ski slope synthetic matting system typically comprises of items such as base, shock absorbing layer and wearing surface.
Ss_30_14_50_65 | 30 | 14 | 50 | 65 | Polymeric sports paving systems | スポーツ施設用ポリマー舗装システム |  | 20-15-50/175 Polymer play and sports paving system; | 2.4.2 Stair/ramp finishes; 8.2.2 Special surfacings and pavings (default); 3.2.1 Finishes to floors; 2.3.2 Roof coverings; | A polymer play and sports paving system typically comprises of items such as subgrade improvement layer, preparation products and impermeable membrane.
Ss_30_14_50_80 | 30 | 14 | 50 | 80 | Synthetic grass surfacing systems | 人工芝表面処理システム |  | 20-15-50/180 Synthetic grass surfacing system; | 2.4.2 Stair/ramp finishes; 8.2.2 Special surfacings and pavings (default); 3.2.1 Finishes to floors; 2.3.2 Roof coverings; | A synthetic grass surfacing system typically comprises of items such as subgrade improvement layer, geotextile below granular sub-base and granular sub-base.
Ss_30_14_80 | 30 | 14 | 80 |  | Unbound aggregate paving systems | 非結合骨材舗装（土系舗装）システム |  |  |  | A fast-dry clay sports paving system typically comprises of items such as impermeable membrane, water collection and base course.
Ss_30_14_80_30 | 30 | 14 | 80 | 30 | Fast dry clay sports paving systems | 速乾性クレイスポーツ舗装システム |  | 20-15-85/120 Fast-dry clay sports paving system; | 8.2.2 Special surfacings and pavings (default); | A fast-dry clay sports paving system typically comprises of items such as impermeable membrane, water collection and base course.
Ss_30_14_80_37 | 30 | 14 | 80 | 37 | Hoggin paving systems | 砂利敷舗装システム |  | 20-15-85/130 Hoggin paving system; | 2.4.2 Stair/ramp finishes; 3.2.1 Finishes to floors; 2.3.2 Roof coverings; 8.2.1 Roads, paths and pavings (default); | A hoggin paving system typically comprises of items such as subgrade improvement layer, preparation products and geotextile below granular sub-base.
Ss_30_14_80_40 | 30 | 14 | 80 | 40 | Hard binding gravel paving systems | 自然砂樹脂舗装、自然色弾性舗装システム |  | 20-15-85/125 Hard binding gravel paving system; | 2.4.2 Stair/ramp finishes; 8.2.1 Roads, paths and pavings (default); | A hard binding gravel paving system typically comprises of items such as subgrade improvement layer, preparation products and geotextile below granular sub-base.
Ss_30_14_80_45 | 30 | 14 | 80 | 45 | Loose laid aggregate paving systems | ルーズレイド骨材舗装システム |  | 20-15-85/145 Loose laid aggregate paving system; | 8.2.1 Roads, paths and pavings (default); | A loose laid aggregate paving system typically comprises of items such as subgrade improvement layer, preparation products and geotextile below granular sub-base.
Ss_30_14_80_47 | 30 | 14 | 80 | 47 | Loose aggregate overlay systems | ルースオーバーレイシステム |  | 20-15-85/140 Loose aggregate overlay system; | 2.3.2 Roof coverings; 8.2.1 Roads, paths and pavings (default); | A loose aggregate overlay system typically comprises of items such as geotextile, gravel and samples required.
Ss_30_14_80_48 | 30 | 14 | 80 | 48 | Loose gravel paving systems | ルース砂利舗装システム |  | 20-15-85/145 Loose laid aggregate paving system; | 8.2.1 Roads, paths and pavings (default); | A loose laid aggregate paving system typically comprises of items such as subgrade improvement layer, preparation products and geotextile below granular sub-base.
Ss_30_14_80_75 | 30 | 14 | 80 | 75 | Sand play surfacing systems | 砂遊び浮上（遊戯施設用ダスト舗装）システム
Ss_30_14_80_90 | 30 | 14 | 80 | 90 | Unbound aggregate cycle paving systems | 非結合型集約サイクル舗装（土系舗装）システム |  | 20-15-85/175 Unbound aggregate cycle paving system; | 8.2.1 Roads, paths and pavings (default); | An unbound aggregate cycle paving system typically comprises of items such as subgrade improvement layer, preparation products and geotextile below granular sub-base.
Ss_30_14_80_95 | 30 | 14 | 80 | 95 | Woodchip and stone trim trail paving systems | ウッドチップとストーントリムトレイル舗装システム
Ss_30_14_80_98 | 30 | 14 | 80 | 98 | Woodchip and woodfibre surface paving systems | ウッドチップおよびウッドファイバー表面舗装システム |  | 20-15-85/180 Woodchip or bark paving system; | 8.2.2 Special surfacings and pavings (default); | A woodchip or bark paving system typically comprises of items such as subgrade improvement layer, preparation products and geotextile below granular sub-base.
Ss_30_14_90 | 30 | 14 | 90 |  | Unit paving systems | ユニット舗装システム |  |  |  | A cellular grass-filled paving system typically comprises of items such as subgrade improvement layer, preparation products and geotextile below granular sub-base.
Ss_30_14_90_11 | 30 | 14 | 90 | 11 | Cellular plastics grass-filled paving systems | プラスチック保護材緑化舗装システム |  | 20-15-90/155 Cellular grass-filled paving system; | 8.2.2 Special surfacings and pavings; 8.2.1 Roads, paths and pavings (default); | A cellular grass-filled paving system typically comprises of items such as subgrade improvement layer, preparation products and geotextile below granular sub-base.
Ss_30_14_90_12 | 30 | 14 | 90 | 12 | Cellular plastics gravel-filled paving systems | プラスチック保護材砂利舗装システム |  | 20-15-90/160 Cellular gravel-filled paving system; | 8.2.1 Roads, paths and pavings (default); | A cellular gravel-filled paving system typically comprises of items such as subgrade improvement layer, preparation products and geotextile below granular sub-base.
Ss_30_14_90_30 | 30 | 14 | 90 | 30 | Flag and slab bound paving systems | 石張舗装システム |  | 20-15-90/120 Flag and slab bound paving system; | 2.4.2 Stair/ramp finishes; 2.3.2 Roof coverings; 8.2.1 Roads, paths and pavings (default); | A flag and slab bound paving system typically comprises of items such as subgrade improvement layer, preparation products and geotextile below granular sub-base.
Ss_30_14_90_32 | 30 | 14 | 90 | 32 | Flag and slab paving overlay systems | 型押し平石舗装システム |  | 20-15-90/125 Flag and slab paving overlay system; | 2.4.2 Stair/ramp finishes; 2.3.2 Roof coverings; 8.2.1 Roads, paths and pavings (default); | A flag and slab paving overlay system typically comprises of items such as preparation products, geotextile below granular sub-base and granular sub-base.
Ss_30_14_90_34 | 30 | 14 | 90 | 34 | Flag and slab pedestal-supported paving systems | 束支持平石舗装システム |  | 20-15-90/130 Flag and slab pedestal-supported paving system; | 2.4.2 Stair/ramp finishes; 2.3.2 Roof coverings (default); 8.2.1 Roads, paths and pavings; | A flag and slab pedestal-supported paving system typically comprises of items such as subgrade improvement layer, preparation products and pedestals.
Ss_30_14_90_36 | 30 | 14 | 90 | 36 | Flag and slab unbound paving systems | 石敷舗装システム |  | 20-15-90/135 Flag and slab unbound paving system; | 2.4.2 Stair/ramp finishes; 2.3.2 Roof coverings; 8.2.1 Roads, paths and pavings (default); | A flag and slab unbound paving system typically comprises of items such as subgrade improvement layer, preparation products and geotextile below granular sub-base.
Ss_30_14_90_50 | 30 | 14 | 90 | 50 | Mosaic paving systems | モザイク舗装システム |  | 20-15-90/138 Mosaic paving system; | 2.4.2 Stair/ramp finishes; 3.2.1 Finishes to floors; 2.3.2 Roof coverings; 8.2.1 Roads, paths and pavings (default); | A mosaic paving system typically comprises of items such as subgrade improvement layer, preparation products and geotextile below granular sub-base.
Ss_30_14_90_60 | 30 | 14 | 90 | 60 | Permeable flag and slab paving systems | 透水性石張舗装システム |  | 20-15-90/165 Permeable flag and slab paving system; | 8.2.1 Roads, paths and pavings (default); | A permeable flag and slab paving system typically comprises of items such as subgrade improvement layer, preparation products and impermeable membrane.
Ss_30_14_90_62 | 30 | 14 | 90 | 62 | Permeable small unit paving systems | 透水性自然石舗装システム |  | 20-15-90/170 Permeable small unit paving system; | 2.4.2 Stair/ramp finishes; 2.3.2 Roof coverings; 8.2.1 Roads, paths and pavings (default); | A permeable small unit paving system typically comprises of items such as subgrade improvement layer, preparation products and impermeable membrane.
Ss_30_14_90_70 | 30 | 14 | 90 | 70 | Rail track paving systems | 軌道舗装システム |  | 20-15-90/180 Rail track paving system; |  | A rail track paving system typically comprises of items such as paving units.
Ss_30_14_90_75 | 30 | 14 | 90 | 75 | Small unit bound paving systems | スモールユニット弾性舗装システム |  | 20-15-90/140 Small unit mortar-bedded paving system; | 2.4.2 Stair/ramp finishes; 2.3.2 Roof coverings; 8.2.1 Roads, paths and pavings (default); | A small unit mortar-bedded paving system typically comprises of items such as subgrade improvement layer, preparation products and geotextile below granular sub-base.
Ss_30_14_90_80 | 30 | 14 | 90 | 80 | Small unit paving overlay systems | スモールユニットオーバーレイシステム |  | 20-15-90/145 Small unit paving overlay system; | 2.4.2 Stair/ramp finishes; 2.3.2 Roof coverings; 8.2.1 Roads, paths and pavings (default); | A small unit paving overlay system typically comprises of items such as preparation products, geotextile below granular sub-base and granular sub-base.
Ss_30_14_90_85 | 30 | 14 | 90 | 85 | Small unit unbound paving systems | スモールユニット非弾性舗装システム |  | 20-15-90/150 Small unit unbound paving system; | 2.4.2 Stair/ramp finishes; 2.3.2 Roof coverings; 8.2.1 Roads, paths and pavings (default); | A small unit unbound paving system typically comprises of items such as subgrade improvement layer, preparation products and geotextile below granular sub-base.
Ss_30_16 | 30 | 16 |  |  | Static bridge deck structure systems | 橋床構造（ブリッジデッキ）システム
Ss_30_16_10 | 30 | 16 | 10 |  | Bridge deck systems | 橋床版システム |  |  |  | A box girder typically comprises of items such as box girder units, connections and post tensioning cables.
Ss_30_16_10_08 | 30 | 16 | 10 | 08 | Box girder bridge deck systems | 箱桁橋床版システム |  | 20-20-10/155 Box girder; |  | A box girder typically comprises of items such as box girder units, connections and post tensioning cables.
Ss_30_16_10_12 | 30 | 16 | 10 | 12 | Composite steel and concrete bridge deck systems | コンクリートおよび鋼材複合橋システム |  | 20-20-10/122 Composite steel and concrete bridge deck; |  | A composite steel and concrete bridge deck typically comprises of items such as deck, expansion joints and bridge bearings.
Ss_30_16_10_13 | 30 | 16 | 10 | 13 | Conarch bridge systems | コナークブリッジ（コンクリート製アーチ橋）システム |  | 20-20-10/140 Conarch bridge; |  | A conarch bridge typically comprises of items such as structural units, in situ deck and bridge bearings.
Ss_30_16_10_15 | 30 | 16 | 10 | 15 | Concrete half through deck systems | コンクリートハーフPCデッキシステム |  | 20-20-10/130 Concrete half through deck; |  | A concrete half through deck typically comprises of items such as concrete, permanent formwork and reinforcement.
Ss_30_16_10_16 | 30 | 16 | 10 | 16 | Concrete slab deck systems | コンクリートスラブデッキシステム |  | 20-20-10/120 Concrete slab deck; |  | A concrete slab deck typically comprises of items such as deck, movement joint and bridge bearings.
Ss_30_16_10_30 | 30 | 16 | 10 | 30 | Filler beam deck systems | フィラービーム合成デッキシステム |  | 20-20-10/115 Filler beam deck; |  | A filler beam deck typically comprises of items such as beams, concrete and permanent formwork.
Ss_30_16_10_31 | 30 | 16 | 10 | 31 | Flat and stepped deck systems | フラットデッキシステム |  | 20-20-10/145 Flat / stepped deck; |  | A flat / stepped deck typically comprises of items such as deck, movement joint and bridge bearings.
Ss_30_16_10_53 | 30 | 16 | 10 | 53 | Modular precast concrete deck systems | モジュール式プレキャストコンクリートデッキシステム |  | 20-20-10/135 Modular precast concrete deck; |  | A modular precast concrete deck typically comprises of items such as modular unit, in situ infill concrete and cables.
Ss_30_16_10_59 | 30 | 16 | 10 | 59 | Orthotropic deck systems | 直行梁合成デッキシステム |  | 20-20-10/110 Orthotropic deck; |  | An orthotropic deck typically comprises of items such as slab, rib configuration and waterproofing.
Ss_30_16_10_65 | 30 | 16 | 10 | 65 | Pre-stressed concrete beam deck systems | プレストレストコンクリート梁デッキシステム |  | 20-20-10/125 Pre-stressed concrete beam deck; |  | A pre-stressed concrete beam deck typically comprises of items such as concrete beams, infill blocks and tendons.
Ss_30_16_10_80 | 30 | 16 | 10 | 80 | Solid steel slab systems | 鋼橋スラブシステム |  | 20-20-10/105 Solid steel slab; |  | A solid steel slab typically comprises of items such as slab, waterproofing and bearings.
Ss_30_16_30 | 30 | 16 | 30 |  | Bridge expansion joint systems | 橋梁用エキスパンションジョイントシステム |  |  |  | An asphaltic plug joint system typically comprises of items such as bridging plate, expansion gap fill materials and fasteners.
Ss_30_16_30_04 | 30 | 16 | 30 | 04 | Asphaltic plug joint systems | アスファルトプラグジョイントシステム |  | 20-20-30/110 Asphaltic plug joint system; |  | An asphaltic plug joint system typically comprises of items such as bridging plate, expansion gap fill materials and fasteners.
Ss_30_16_30_09 | 30 | 16 | 30 | 09 | Buried expansion joint systems | 埋設伸縮継手（埋め込み式ジョイント）システム |  | 20-20-30/105 Buried expansion joint system; |  | A buried expansion joint system typically comprises of items such as expansion joint type, bridging plate and flexible filler.
Ss_30_16_30_56 | 30 | 16 | 30 | 56 | Nosing expansion joint systems with poured sealants | シーラント充填ジョイントシステム |  | 20-20-30/120 Nosing expansion joint system with poured sealant; |  | A nosing expansion joint system with poured sealant typically comprises of items such as material and movement range.
Ss_30_16_30_57 | 30 | 16 | 30 | 57 | Nosing expansion joint systems with preformed compression seals | 既成式シーラントジョイント充填システム |  | 20-20-30/125 Nosing expansion joint system with preformed compression seal; |  | A nosing expansion joint system with preformed compression seal typically comprises of items such as material.
Ss_30_20 | 30 | 20 |  |  | Flooring and decking systems | フローリングおよびデッキシステム
Ss_30_20_10 | 30 | 20 | 10 |  | Board and rigid sheet floor systems | ボードおよび剛性シート床システム |  |  |  | A battened timber board floating floor system typically comprises of items such as subfloor preparation layer, vapour control layer and resilient layer.
Ss_30_20_10_10 | 30 | 20 | 10 | 10 | Battened timber board floating floor systems | ボードフローティング（合板製木軸浮）フロアシステム |  | 20-55-05/110 Battened timber board floating floor system; | 2.4.1 Stair/ramp structures; 1.1.3 Lowest floor construction; 2.2.1 Floors (default); | A battened timber board floating floor system typically comprises of items such as subfloor preparation layer, vapour control layer and resilient layer.
Ss_30_20_10_15 | 30 | 20 | 10 | 15 | Battened wood-based rigid sheet floating floor systems | パテン仕上木質剛性シート（木軸フローリング浮床）フロアシステム |  | 20-55-05/115 Battened wood-based rigid sheet floating floor system; | 2.4.2 Stair/ramp finishes; 3.2.1 Finishes to floors (default); | A battened wood-based rigid sheet floating floor system typically comprises of items such as subfloor preparation layer, vapour control layer and resilient layer.
Ss_30_20_10_45 | 30 | 20 | 10 | 45 | Joist-supported timber board floor systems | 木質ボード（木造軸組み浮床工）フロアシステム |  | 20-55-05/145 Joist-supported timber board floor system; | 2.4.1 Stair/ramp structures; 1.1.3 Lowest floor construction; 2.2.1 Floors (default); | A joist-supported timber board floor system typically comprises of items such as additional supports, flooring and fasteners.
Ss_30_20_10_50 | 30 | 20 | 10 | 50 | Joist-supported wood-based rigid sheet floor systems | 木質剛性シート（木造軸組みフローリング）フロアシステム |  | 20-55-05/150 Joist-supported wood-based rigid sheet floor system; | 2.4.1 Stair/ramp structures; 1.1.3 Lowest floor construction; 2.2.1 Floors (default); | A joist-supported wood-based rigid sheet floor system typically comprises of items such as additional supports, flooring and fasteners.
Ss_30_20_10_95 | 30 | 20 | 10 | 95 | Wood-based rigid sheet floating floor systems | 木質剛性シート（木造フローリング）フロアシステム |  | 20-55-05/195 Wood-based rigid sheet floating floor system; | 2.4.2 Stair/ramp finishes; 3.2.1 Finishes to floors (default); | A wood-based rigid sheet floating floor system typically comprises of items such as subfloor preparation, vapour control layer and resilient layer.
Ss_30_20_22 | 30 | 20 | 22 |  | Demountable athletics floor systems | 取り外し可能陸上競技用床システム
Ss_30_20_30 | 30 | 20 | 30 |  | External deck and boardwalk systems | 外部デッキおよびボードウォークシステム |  |  |  | A boardwalk system typically comprises of items such as ground preparation, barrier membrane and structure.
Ss_30_20_30_10 | 30 | 20 | 30 | 10 | Boardwalk systems | 遊歩道（屋根点検歩廊）システム |  | 20-15-25/110 Boardwalk system; | 2.4.2 Stair/ramp finishes; 3.2.1 Finishes to floors; 2.3.2 Roof coverings; 8.2.1 Roads, paths and pavings (default); | A boardwalk system typically comprises of items such as ground preparation, barrier membrane and structure.
Ss_30_20_30_25 | 30 | 20 | 30 | 25 | Decking systems | ウッドデッキシステム |  | 20-15-25/125 Deck system; | 8.2.1 Roads, paths and pavings (default); | A deck system typically comprises of items such as ground preparation, barrier membrane and structure.
Ss_30_20_70 | 30 | 20 | 70 |  | Raised floor systems | フリーアクセスフロアシステム |  |  |  | A raised access floor system typically comprises of items such as subfloor preparation, support structure type and pedestal fixings.
Ss_30_20_70_70 | 30 | 20 | 70 | 70 | Raised access floor systems | フリーアクセスフロアシステム |  | 20-55-70/170 Raised access floor system; | 3.2.2 Raised access floors (default); | A raised access floor system typically comprises of items such as subfloor preparation, support structure type and pedestal fixings.
Ss_30_20_90 | 30 | 20 | 90 |  | Wood and composite unit flooring systems | 木材および複合材ユニット（樹脂木材床）フロアシステム |  |  |  | A composition block flooring system typically comprises of items such as substrate preparation, bedding and flooring.
Ss_30_20_90_15 | 30 | 20 | 90 | 15 | Composition block flooring systems | 合成ブロック（構造ブロック床）フロアシステム |  | 20-55-90/115 Composition block flooring system; | 2.4.2 Stair/ramp finishes; 3.2.1 Finishes to floors (default); | A composition block flooring system typically comprises of items such as substrate preparation, bedding and flooring.
Ss_30_20_90_50 | 30 | 20 | 90 | 50 | Mosaic parquet panel flooring systems | モザイク製フローリング（寄木細工床）システム |  | 20-55-90/150 Mosaic parquet panel flooring system; | 2.4.2 Stair/ramp finishes; 3.2.1 Finishes to floors (default); | A mosaic parquet panel flooring system typically comprises of items such as substrate preparation, underlay fixing and flooring.
Ss_30_20_90_95 | 30 | 20 | 90 | 95 | Wood block flooring systems | ウッドブロック床材 |  | 20-55-90/195 Wood block flooring system; | 2.4.2 Stair/ramp finishes; 3.2.1 Finishes to floors (default); | A wood block flooring system typically comprises of items such as substrate preparation, flooring and adhesive.
Ss_30_20_95 | 30 | 20 | 95 |  | Wood strip and board fine flooring systems | ウッドストリップとボードフローリング（へぎ板フローリング床）システム |  |  |  | A battened wood floating floor system typically comprises of items such as subfloor preparation layer, vapour control layer and resilient layer.
Ss_30_20_95_10 | 30 | 20 | 95 | 10 | Battened wood floating floor systems | バテンウッドフロートフロア（木軸浮床工法）システム |  | 20-55-95/110 Battened wood floating floor system; | 2.4.2 Stair/ramp finishes; 3.2.1 Finishes to floors (default); | A battened wood floating floor system typically comprises of items such as subfloor preparation layer, vapour control layer and resilient layer.
Ss_30_20_95_15 | 30 | 20 | 95 | 15 | Composite laminate floating floor systems | 複合ラミネートフローティングフロア（積層フローリング床）システム |  | 20-55-95/115 Composite laminate floating floor system; | 2.4.2 Stair/ramp finishes; 3.2.1 Finishes to floors (default); | A composite laminate floating floor system typically comprises of items such as subfloor preparation layer, vapour control layer and underlay.
Ss_30_20_95_20 | 30 | 20 | 95 | 20 | Direct-fixed wood floor systems | 直接固定ウッドフロア（フローリング張り_釘留め工法）システム | 公共建築工事標準仕様書(19.5) | 20-55-95/120 Direct-fixed wood floor system; | 2.4.2 Stair/ramp finishes; 3.2.1 Finishes to floors; 2.2.1 Floors (default); | A direct-fixed wood floor system typically comprises of items such as subfloor preparation layer, insulation to floor voids and underlay.
Ss_30_20_95_25 | 30 | 20 | 95 | 25 | Direct-glued wood floor systems | 直接接着ウッドフロア（フローリング張り_接着工法）システム | 公共建築工事標準仕様書(19.5) | 20-55-95/125 Direct-glued wood floor system; | 2.4.2 Stair/ramp finishes; 3.2.1 Finishes to floors (default); | A direct-glued wood floor system typically comprises of items such as subfloor preparation layer, flooring and perimeter seals.
Ss_30_20_95_95 | 30 | 20 | 95 | 95 | Wood floating floor systems | ウッドフローティングフロア（木造浮床工法）システム |  | 20-55-95/195 Wood floating floor system; | 2.4.2 Stair/ramp finishes; 3.2.1 Finishes to floors; 1.1.3 Lowest floor construction; 2.2.1 Floors (default); | A wood floating floor system typically comprises of items such as subfloor preparation layer, vapour control layer and underlay.
Ss_30_25 | 30 | 25 |  |  | Ceiling and soffit systems | 天井および軒裏（天井廻り下り壁）システム
Ss_30_25_10 | 30 | 25 | 10 |  | Board and sheet ceiling systems | 天井ボードおよびシートシステム |  |  |  | A board suspended ceiling system typically comprises of items such as suspension grid, suspension grid fasteners and insulation.
Ss_30_25_10_10 | 30 | 25 | 10 | 10 | Board suspended ceiling systems | ボード吊り天井システム |  | 20-10-10/105 Board suspended ceiling system; |  | A board suspended ceiling system typically comprises of items such as suspension grid, suspension grid fasteners and insulation.
Ss_30_25_10_26 | 30 | 25 | 10 | 26 | External ceiling systems | 外部（屋外）天井システム
Ss_30_25_10_28 | 30 | 25 | 10 | 28 | External soffit systems | 外部軒裏システム
Ss_30_25_10_35 | 30 | 25 | 10 | 35 | Gypsum board suspended ceiling systems | 石膏ボード吊り天井システム |  | 20-10-10/110 Gypsum board suspended ceiling system; | 3.3.3 Demountable suspended ceilings; 3.3.2 False ceilings (default); | A board suspended ceiling system typically comprises of items such as suspension grid, suspension grid fasteners and insulation.
Ss_30_25_10_80 | 30 | 25 | 10 | 80 | Soffit lining and beam casing systems | 軒裏ライニングおよびビームケーシング（廻り縁とけらば包み）システム |  | 20-10-10/170 Soffit lining and beam casing system; | 2.1.1 Steel frames; 3.3.2 False ceilings; 3.3.1 Finishes to ceilings (default); | A soffit lining and beam casing system typically comprises of items such as support, support fasteners and insulation.
Ss_30_25_22 | 30 | 25 | 22 |  | Demountable suspended ceiling systems | 取り外し可能吊り天井システム |  |  |  | An acoustic baffle suspended ceiling system typically comprises of items such as ceiling support, support fasteners and ceiling units.
Ss_30_25_22_01 | 30 | 25 | 22 | 01 | Acoustic baffle suspended ceiling systems | 音響バッフル吊り天井システム |  | 20-10-20/110 Acoustic baffle suspended ceiling system; | 3.3.3 Demountable suspended ceilings; 3.3.2 False ceilings (default); | An acoustic baffle suspended ceiling system typically comprises of items such as ceiling support, support fasteners and ceiling units.
Ss_30_25_22_30 | 30 | 25 | 22 | 30 | Fabric membrane ceiling systems | 布膜天井（幕天井システム）システム |  | 20-10-20/130 Fabric membrane (stretch) ceiling system; | 3.3.2 False ceilings (default); | A fabric membrane (stretch) ceiling system typically comprises of items such as ceiling support, support fasteners and ceiling fabric.
Ss_30_25_22_52 | 30 | 25 | 22 | 52 | Monolithic suspended ceiling systems | モノリシック吊り天井システム |  | 20-10-10/150 Monolithic specialist suspended ceiling system; |  | A monolithic specialist suspended ceiling system typically comprises of items such as suspension grid, suspension grid fasteners and insulation.
Ss_30_25_22_70 | 30 | 25 | 22 | 70 | Raft or island suspended ceiling systems | ラフトアイランド吊天井システム |  | 20-10-20/170 Raft or island suspended ceiling system; | 3.3.3 Demountable suspended ceilings; 3.3.2 False ceilings (default); | A raft or island suspended ceiling system typically comprises of items such as ceiling support, support fasteners and ceiling type.
Ss_30_25_22_90 | 30 | 25 | 22 | 90 | Unit/ modular suspended ceiling systems | ユニット/モジュール式吊り天井システム |  | 20-10-20/190 Unit (modular) suspended ceiling system; | 3.3.3 Demountable suspended ceilings; 3.3.2 False ceilings (default); | A unit (modular) suspended ceiling system typically comprises of items such as ceiling support, support fasteners and ceiling units.
Ss_30_30 | 30 | 30 |  |  | Roof and floor opening systems | 屋根と床の開口システム
Ss_30_30_15 | 30 | 30 | 15 |  | Concrete roof and floor glazing systems | コンクリート屋根および床ガラスシステム |  |  |  | A cast in situ floor and roof glazing systems typically comprises of items such as pre-construction survey, type of panel and panel bedding.
Ss_30_30_15_42 | 30 | 30 | 15 | 42 | In situ concrete roof and floor glazing systems | 現場打コンクリート屋根およびガラス（開口）システム |  | 20-40-60/110 Cast in situ floor and roof glazing systems; | 2.3.1 Roof structure; 2.2.2 Balconies; 2.2.1 Floors; 2.3.5 Rooflights, skylights and openings (default); | A cast in situ floor and roof glazing systems typically comprises of items such as pre-construction survey, type of panel and panel bedding.
Ss_30_30_15_64 | 30 | 30 | 15 | 64 | Precast concrete lift-out access roof and floor glazing systems | プレキャストコンクリート吊出し屋根およびガラス（開口）システム
Ss_30_30_15_65 | 30 | 30 | 15 | 65 | Precast concrete roof and floor glazing systems | プレキャストコンクリート屋根およびガラス（開口）システム |  | 20-40-60/140 Precast floor and roof glazing system; | 2.2.2 Balconies; 2.2.1 Floors; 2.3.5 Rooflights, skylights and openings (default); | A precast floor and roof glazing system typically comprises of items such as pre-construction survey, type of precast panel and panel bedding.
Ss_30_30_30 | 30 | 30 | 30 |  | Floor hatch systems | フロアハッチシステム
Ss_30_30_34 | 30 | 30 | 34 |  | Glass unit masonry roof light systems | ガラスユニット組積造ルーフライトシステム
Ss_30_30_71 | 30 | 30 | 71 |  | Roof hatch systems | ルーフハッチシステム
Ss_30_30_72 | 30 | 30 | 72 |  | Rooflight and roof window systems | ルーフライトおよびルーフウィンドウシステム |  |  |  | A daylight pipe system typically comprises of items such as daylight feed assembly, fasteners and trim.
Ss_30_30_72_21 | 30 | 30 | 72 | 21 | Daylight pipe systems | デイライトパイプ（光ダクト）システム |  | 20-25-75/120 Daylight pipe system; | 2.3.5 Rooflights, skylights and openings (default); | A daylight pipe system typically comprises of items such as daylight feed assembly, fasteners and trim.
Ss_30_30_72_72 | 30 | 30 | 72 | 72 | Rooflight systems | ルーフライト（トップライト）システム |  | 20-25-75/170 Rooflight system; | 2.3.5 Rooflights, skylights and openings (default); | A rooflight system typically comprises of items such as rooflight, installation fasteners and trim.
Ss_30_30_72_73 | 30 | 30 | 72 | 73 | Roof window systems | ルーフウィンドウ（排煙トップライト開閉可能）システム |  | 20-25-75/180 Roof window system; | 2.3.5 Rooflights, skylights and openings (default); | A roof window system typically comprises of items such as roof window, installation fasteners and internal trim.
Ss_30_30_73 | 30 | 30 | 73 |  | Roof ventilator systems | ルーフベンチレーター（屋根換気システム）システム |  |  |  | A passive roof ventilator system typically comprises of items such as ventilator, fasteners and filler.
Ss_30_30_73_60 | 30 | 30 | 73 | 60 | Passive roof natural ventilator systems | パッシブルーフ自然換気システム |  | 20-25-75/165 Passive roof ventilator system; | 2.3.5 Rooflights, skylights and openings (default); | A passive roof ventilator system typically comprises of items such as ventilator, fasteners and filler.
Ss_30_30_73_72 | 30 | 30 | 73 | 72 | Roof smoke ventilator systems | 屋根煙換気装置（ルーフファン）システム
Ss_30_34 | 30 | 34 |  |  | Pavement opening systems | 舗装開口システム
Ss_30_34_03 | 30 | 34 | 03 |  | Animal grid systems | 動物グリッド（柵）システム |  |  |  | An animal grid system typically comprises of items such as mortar bedding, grid and additional features.
Ss_30_34_03_11 | 30 | 34 | 03 | 11 | Cattle grid systems | 牛用グリッド（柵）システム | https://en.wikipedia.org/wiki/Cattle_grid | 25-70-05/105 Animal grid system; | 8.4.4 Barriers and guardrails (default); | An animal grid system typically comprises of items such as mortar bedding, grid and additional features.
Ss_30_34_15 | 30 | 34 | 15 |  | Pavement glazing systems | 舗装グレージングシステム
Ss_30_34_15_15 | 30 | 34 | 15 | 15 | Concrete pavement glazing systems | コンクリート舗装グレージングシステム
Ss_30_34_15_64 | 30 | 34 | 15 | 64 | Precast concrete lift-out access pavement glazing systems | プレキャストコンクリートリフトアウトアクセス舗装グレージングシステム
Ss_30_34_15_65 | 30 | 34 | 15 | 65 | Precast concrete pavement glazing systems | プレキャストコンクリート舗装グレージングシステム
Ss_30_34_16 | 30 | 34 | 16 |  | Pavement smoke venting systems | 舗装排煙排気システム
Ss_30_34_16_15 | 30 | 34 | 16 | 15 | Concrete pavement glazing smoke venting systems | コンクリート舗装グレージングスモークベントシステム
Ss_30_34_16_16 | 30 | 34 | 16 | 16 | Concrete pavement non-glazed smoke venting systems | コンクリート舗装非グレージング煙排出システム
Ss_30_34_16_64 | 30 | 34 | 16 | 64 | Precast concrete pavement glazing smoke venting systems | プレキャストコンクリート舗装グレージング煙排気システム
Ss_30_34_16_65 | 30 | 34 | 16 | 65 | Precast concrete pavement non-glazed smoke venting systems | プレキャストコンクリート舗装非グレージング煙排出システム
Ss_30_36 | 30 | 36 |  |  | Ceiling and soffit opening systems | 天井および軒裏開口部システム
Ss_30_36_10 | 30 | 36 | 10 |  | Ceiling hatch systems | 天井ハッチ（天井点検口）システム
Ss_30_36_75 | 30 | 36 | 75 |  | Soffit vent systems | 軒裏システム
Ss_30_40 | 30 | 40 |  |  | Roof and balcony covering and finish systems | 屋根およびバルコニーのカバーおよび仕上げシステム
Ss_30_40_10 | 30 | 40 | 10 |  | Board roof covering systems | ボードルーフカバーシステム |  |  |  | A flat board roof deck system typically comprises of items such as material, fasteners and system accessories.
Ss_30_40_10_30 | 30 | 40 | 10 | 30 | Flat board roof deck systems | フラットボードルーフデッキシステム |  | 20-50-05/130 Flat board roof deck system; | 2.3.1 Roof structure (default); | A flat board roof deck system typically comprises of items such as material, fasteners and system accessories.
Ss_30_40_10_60 | 30 | 40 | 10 | 60 | Pitched board roof sarking systems | 傾斜板屋根サーキング（野地板）システム |  | 20-50-05/160 Pitched board roof sarking system; | 2.3.2 Roof coverings (default); | A pitched board roof sarking system typically comprises of items such as material, fasteners and counterbattens.
Ss_30_40_30 | 30 | 40 | 30 |  | Flat roof covering systems | 平屋根、陸屋根カバーシステム |  |  |  | A liquid applied cold roof covering system typically comprises of items such as preparation, carrier membrane and liquid applied waterproof coating.
Ss_30_40_30_40 | 30 | 40 | 30 | 40 | Liquid-applied cold roof covering systems | 液体塗布コールドルーフカバー（塗膜防水・冷工法）システム |  | 20-50-30/130 Liquid applied cold roof covering system; | 2.3.2 Roof coverings (default); | A liquid applied cold roof covering system typically comprises of items such as preparation, carrier membrane and liquid applied waterproof coating.
Ss_30_40_30_42 | 30 | 40 | 30 | 42 | Liquid-applied inverted roof covering systems | 液体塗布反転屋根カバー（塗膜防水・外断熱工法）システム |  | 20-50-30/135 Liquid applied inverted roof covering system; | 2.3.2 Roof coverings (default); | A liquid applied inverted roof covering system typically comprises of items such as preparation, carrier membrane and liquid applied waterproof coating.
Ss_30_40_30_43 | 30 | 40 | 30 | 43 | Liquid-applied warm roof covering systems | 液体塗布暖かい屋根カバー（塗膜防水・常温粘着工法）システム |  | 20-50-30/140 Liquid applied warm roof covering system; | 2.3.2 Roof coverings (default); | A liquid applied warm roof covering system typically comprises of items such as preparation, vapour control layer and insulation.
Ss_30_40_30_50 | 30 | 40 | 30 | 50 | Mastic asphalt cold roof covering systems | マスチックアスファルト防水・冷工法システム |  | 20-50-30/145 Mastic asphalt cold roof covering system; | 2.3.2 Roof coverings (default); | A mastic asphalt cold roof covering system typically comprises of items such as preparation, separating layer and keying.
Ss_30_40_30_52 | 30 | 40 | 30 | 52 | Mastic asphalt inverted roof covering systems | マスチックアスファルト防水・外断熱システム |  | 20-50-30/150 Mastic asphalt inverted roof covering system; | 2.3.2 Roof coverings (default); | A mastic asphalt inverted roof covering system typically comprises of items such as preparation, separating layer and keying.
Ss_30_40_30_55 | 30 | 40 | 30 | 55 | Mastic asphalt warm roof covering systems | マスチックアスファルト防水・常温粘着システム |  | 20-50-30/155 Mastic asphalt warm roof covering system; | 2.3.2 Roof coverings (default); | A mastic asphalt warm roof covering system typically comprises of items such as preparation, vapour control layer and insulation.
Ss_30_40_30_70 | 30 | 40 | 30 | 70 | Reinforced bitumen membrane cold roof covering systems | 補強材メンブレン防水・冷工法システム |  | 20-50-30/175 Reinforced bitumen membrane cold roof covering system; | 2.3.2 Roof coverings (default); | A reinforced bitumen membrane cold roof covering system typically comprises of items such as preparation, waterproof covering and detail work.
Ss_30_40_30_71 | 30 | 40 | 30 | 71 | Reinforced bitumen membrane inverted roof covering systems | 補強材メンブレン防水・外断熱システム |  | 20-50-30/180 Reinforced bitumen membrane inverted roof covering system; | 2.3.2 Roof coverings (default); | A reinforced bitumen membrane inverted roof covering system typically comprises of items such as preparation, waterproof covering and detail work.
Ss_30_40_30_72 | 30 | 40 | 30 | 72 | Reinforced bitumen membrane warm roof covering systems | 補強材メンブレン防水・常温粘着システム |  | 20-50-30/185 Reinforced bitumen membrane warm roof covering system; | 2.3.2 Roof coverings (default); | A reinforced bitumen membrane warm roof covering system typically comprises of items such as preparation, vapour control layer and insulation.
Ss_30_40_30_78 | 30 | 40 | 30 | 78 | Single layer sheet cold roof covering systems | 単層シート防水・冷システム |  | 20-50-30/160 Single layer cold roof covering system; | 2.3.2 Roof coverings (default); | A single layer cold roof covering system typically comprises of items such as preparation, separating layer and waterproof covering.
Ss_30_40_30_79 | 30 | 40 | 30 | 79 | Single layer sheet inverted roof covering systems | 単層シート防水・外断熱システム |  | 20-50-30/165 Single layer inverted roof covering system; | 2.3.2 Roof coverings (default); | A single layer inverted roof covering system typically comprises of items such as preparation, separating layer and waterproof covering.
Ss_30_40_30_80 | 30 | 40 | 30 | 80 | Single layer sheet warm roof covering systems | 単層シート防水・常温粘着システム |  | 20-50-30/170 Single layer warm roof covering system; | 2.3.2 Roof coverings (default); | A single layer warm roof covering system typically comprises of items such as preparation, lower protection layer and vapour control layer.
Ss_30_40_34 | 30 | 40 | 34 |  | Glass roofing systems | ガラス屋根システム |  |  |  | A point-fixed structural glass canopy system typically comprises of items such as assembly supports, assembly fixings and glass.
Ss_30_40_34_15 | 30 | 40 | 34 | 15 | Cantilevered structural glass beam canopy systems | 片持ち梁構造ガラスビームキャノピーシステム
Ss_30_40_34_60 | 30 | 40 | 34 | 60 | Point-fixed structural glass canopy systems | ポイント固定構造ガラスキャノピーシステム |  | 20-50-75/110 Point-fixed structural glass canopy system; | 2.5.3 Solar/rain screening (default); 2.3.6 Roof features; 2.3.5 Rooflights, skylights and openings; | A point-fixed structural glass canopy system typically comprises of items such as assembly supports, assembly fixings and glass.
Ss_30_40_34_65 | 30 | 40 | 34 | 65 | Point-fixed structural glass roof systems | ポイント固定構造ガラスルーフシステム |  | 20-50-75/120 Point-fixed structural glass roof system; | 2.3.6 Roof features; 2.3.3 Specialist roof systems (default); 2.3.5 Rooflights, skylights and openings; | A point-fixed structural glass roof system typically comprises of items such as assembly supports, assembly fixings and glass.
Ss_30_40_34_70 | 30 | 40 | 34 | 70 | Point-fixed structural glass soffit systems | ポイント固定構造ガラス軒裏システム |  | 20-50-75/130 Point-fixed structural glass soffit system; | 2.5.4 External soffits (default); | A point-fixed structural glass soffit system typically comprises of items such as assembly supports, assembly fixings and glass.
Ss_30_40_50 | 30 | 40 | 50 |  | Metal sheet, fully supported roof and dormer covering systems | 金属製屋根ドーマーカバー(天窓)システム |  |  |  | An aluminium sheet roof covering system typically comprises of items such as substrate preparation, sheet underlay and timber cores for batten roll joints.
Ss_30_40_50_05 | 30 | 40 | 50 | 05 | Aluminium sheet dormer covering systems | アルミ製金属屋根ドーマーカバー（天窓）システム
Ss_30_40_50_10 | 30 | 40 | 50 | 10 | Aluminium sheet fully supported roof covering systems | アルミニウムシート金属屋根システム |  | 20-50-50/110 Aluminium sheet roof covering system; | 2.3.2 Roof coverings (default); | An aluminium sheet roof covering system typically comprises of items such as substrate preparation, sheet underlay and timber cores for batten roll joints.
Ss_30_40_50_12 | 30 | 40 | 50 | 12 | Carbon steel sheet dormer covering systems | ガルバリウム金属屋根ドーマーカバー（天窓）システム
Ss_30_40_50_13 | 30 | 40 | 50 | 13 | Carbon steel sheet fully supported roof covering systems | ガルバリウム金属屋根システム
Ss_30_40_50_15 | 30 | 40 | 50 | 15 | Copper sheet dormer covering systems | 炭素鋼板金属屋根ドーマーカバー（天窓）システム
Ss_30_40_50_20 | 30 | 40 | 50 | 20 | Copper sheet fully supported roof covering systems | 炭素鋼板金属屋根システム |  | 20-50-50/120 Copper sheet roof covering system; | 2.3.2 Roof coverings (default); | A copper sheet roof covering system typically comprises of items such as substrate preparation, sheet underlay and timber cores for batten roll joints.
Ss_30_40_50_40 | 30 | 40 | 50 | 40 | Lead sheet dormer covering systems | 鉛製金属屋根ドーマーカバー（天窓）システム
Ss_30_40_50_45 | 30 | 40 | 50 | 45 | Lead sheet fully supported roof covering systems | 鉛製金属屋根システム |  | 20-50-50/130 Lead sheet roof covering system; | 2.3.2 Roof coverings (default); | A lead sheet roof covering system typically comprises of items such as substrate preparation, sheet underlay and timber cores for batten roll joints.
Ss_30_40_50_50 | 30 | 40 | 50 | 50 | Lead-wrapped panel systems | 鉛巻きパネル（鉛巻き鋼板金属屋根）システム |  | 20-50-50/135 Lead-wrapped panel system; | 2.5.1 External enclosing walls above ground level; 2.3.6 Roof features; 2.3.3 Specialist roof systems (default); | A lead-wrapped panel system typically comprises of items such as substrate preparation, underlay and panels.
Ss_30_40_50_75 | 30 | 40 | 50 | 75 | Stainless steel sheet dormer covering systems | ステンレス製金属屋根ドーマーカバー（天窓）システム
Ss_30_40_50_80 | 30 | 40 | 50 | 80 | Stainless steel sheet fully supported roof covering systems | ステンレス製金属屋根システム |  | 20-50-50/145 Stainless steel sheet roof covering system; | 2.3.2 Roof coverings (default); | A stainless steel sheet roof covering system typically comprises of items such as substrate preparation, sheet underlay and timber cores for batten roll joints.
Ss_30_40_50_90 | 30 | 40 | 50 | 90 | Zinc sheet dormer covering systems | 亜鉛製金属屋根ドーマーカバー（天窓）システム
Ss_30_40_50_95 | 30 | 40 | 50 | 95 | Zinc sheet fully supported roof covering systems | 亜鉛製金属屋根システム |  | 20-50-50/155 Zinc sheet roof covering system; | 2.3.2 Roof coverings (default); | A zinc sheet roof covering system typically comprises of items such as substrate preparation, sheet underlay and timber cores for batten roll joints.
Ss_30_40_55 | 30 | 40 | 55 |  | Metal composite panel roof covering systems | 金属複合パネル屋根覆い（金属複合板屋根仕上）システム |  |  |  | A metal composite panel roofing system typically comprises of items such as roofing panels, continuity thermal insulation and gutters.
Ss_30_40_55_10 | 30 | 40 | 55 | 10 | Built up metal insulating sandwich panel roof systems | 成形金属断熱サンドイッチパネルルーフシステム |  | 20-50-55/155 Metal site assembled insulating sandwich panel roofing system; | 2.3.2 Roof coverings (default); 2.3.6 Roof features;
Ss_30_40_55_50 | 30 | 40 | 55 | 50 | Metal composite panel roofing systems | 金属複合パネル（金属製サンドイッチパネル屋根）システム
Ss_30_40_55_54 | 30 | 40 | 55 | 54 | Metal insulating sandwich panel roof systems | 金属断熱サンドイッチパネルルーフ（金属複合板屋根）システム |  | 20-50-55/150 Metal insulating sandwich panel roofing system; | 2.3.2 Roof coverings (default); 2.3.6 Roof features; | A metal composite panel roofing system typically comprises of items such as roofing panels, continuity thermal insulation and gutters.
Ss_30_40_55_55 | 30 | 40 | 55 | 55 | Metal semi-composite panel roofing systems | 金属セミ複合パネル屋根システム
Ss_30_40_65 | 30 | 40 | 65 |  | Profiled sheet self-supporting roof covering systems | プロファイルシート自立型屋根カバー（折板屋根、加工屋根）システム |  |  |  | A fibre cement profiled sheet roof covering system typically comprises of items such as internal sheets, vapour control layer and spacers.
Ss_30_40_65_30 | 30 | 40 | 65 | 30 | Fibre cement profiled self-supporting sheet roof covering systems | ファイバーセメントプロファイルシートカバー（樹脂繊維セメント屋根）システム |  | 20-50-60/130 Fibre cement profiled sheet roof covering system; | 2.3.2 Roof coverings (default); | A fibre cement profiled sheet roof covering system typically comprises of items such as internal sheets, vapour control layer and spacers.
Ss_30_40_65_50 | 30 | 40 | 65 | 50 | Metal profiled sheet self-supporting roof covering systems | 金属プロファイルシートカバー（金属折板屋根）システム |  | 20-50-60/150 Metal profiled sheet roof covering system; | 2.3.2 Roof coverings (default); | A metal profiled sheet roof covering system typically comprises of items such as liner sheets, vapour control layer and spacers.
Ss_30_40_65_60 | 30 | 40 | 65 | 60 | Plastics profiled sheet self-supporting roof covering systems | プラスチックプロファイルシートカバー（ポリカーボネート折板）システム |  | 20-50-60/160 Plastics profiled sheet roof covering system; | 2.3.2 Roof coverings (default); | A plastics profiled sheet roof covering system typically comprises of items such as roof sheets, primary fasteners and side laps stitching and fixings.
Ss_30_40_90 | 30 | 40 | 90 |  | Tensile fabric roofing systems | 引張布屋根（膜構造）システム |  |  |  | An internal single layer tensile fabric covering system typically comprises of items such as membrane, attachments and samples required.
Ss_30_40_90_40 | 30 | 40 | 90 | 40 | Internal single layer tensile fabric roofing systems | 内部単一層抗張ファブリック屋根（単層幕屋根・室内用）システム |  | 20-50-85/110 Internal single layer tensile fabric covering system; | 3.3.2 False ceilings (default); | An internal single layer tensile fabric covering system typically comprises of items such as membrane, attachments and samples required.
Ss_30_40_90_50 | 30 | 40 | 90 | 50 | Multilayer tensile fabric roofing systems | 多層（複層膜）張力布屋根システム |  | 20-50-85/120 Multilayer tensile fabric covering system; | 2.3.3 Specialist roof systems (default); | A multilayer tensile fabric covering system typically comprises of items such as vapour control layer, thermal insulation and membrane.
Ss_30_40_90_75 | 30 | 40 | 90 | 75 | Single layer tensile fabric roofing systems | 単層（複層膜）張力布屋根システム |  | 20-50-85/130 Single layer tensile fabric covering system; | 2.3.3 Specialist roof systems (default); | A single layer tensile fabric covering system typically comprises of items such as membrane, attachments and rainwater control.
Ss_30_40_92 | 30 | 40 | 92 |  | Thatch roof covering systems | 茅葺屋根カバーシステム |  |  |  | A thatch roofing system typically comprises of items such as preparation, fire protection and vapour control layer.
Ss_30_40_92_85 | 30 | 40 | 92 | 85 | Thatch roofing systems | 茅葺き屋根システム |  | 20-50-90/185 Thatch roofing system; | 2.3.2 Roof coverings (default); | A thatch roofing system typically comprises of items such as preparation, fire protection and vapour control layer.
Ss_30_40_95 | 30 | 40 | 95 |  | Unit roofing systems | ユニット屋根システム |  |  |  | A bitumen membrane shingle roofing system typically comprises of items such as preparation, underlay and general areas of roofing.
Ss_30_40_95_10 | 30 | 40 | 95 | 10 | Bitumen membrane shingle roofing systems | アスファルトシングル葺膜屋根システム |  | 20-50-95/110 Bitumen membrane shingle roofing system; | 2.3.2 Roof coverings (default); | A bitumen membrane shingle roofing system typically comprises of items such as preparation, underlay and general areas of roofing.
Ss_30_40_95_15 | 30 | 40 | 95 | 15 | Ceramic slate roofing systems | セラミックスレート屋根システム |  | 20-50-95/115 Ceramic slate roofing system; | 2.3.2 Roof coverings (default); | A ceramic slate roofing system typically comprises of items such as preparation, underlay and counterbattens.
Ss_30_40_95_30 | 30 | 40 | 95 | 30 | Fibre cement slate roofing systems | 繊維セメントスレート屋根システム |  | 20-50-95/130 Fibre cement slate roofing system; | 2.3.2 Roof coverings (default); | A fibre cement slate roofing system typically comprises of items such as preparation, underlay and counterbattens.
Ss_30_40_95_40 | 30 | 40 | 95 | 40 | Interlocking tile roofing systems | インターロック瓦屋根システム |  | 20-50-95/140 Interlocking tile roofing system; | 2.3.2 Roof coverings (default); | An interlocking tile roofing system typically comprises of items such as preparation, underlay and counterbattens.
Ss_30_40_95_50 | 30 | 40 | 95 | 50 | Metal tile roofing systems | 金属瓦屋根システム |  | 20-50-95/150 Metal tile roofing system; | 2.3.2 Roof coverings (default); | A metal tile roofing system typically comprises of items such as preparation, underlay and counterbattens.
Ss_30_40_95_55 | 30 | 40 | 95 | 55 | Natural slate roofing systems | 天然スレート屋根システム |  | 20-50-95/155 Natural slate roofing system; | 2.3.2 Roof coverings (default); | A natural slate roofing system typically comprises of items such as preparation, underlay and counterbattens.
Ss_30_40_95_60 | 30 | 40 | 95 | 60 | Natural stone slate roofing systems | 天然石スレート屋根システム |  | 20-50-95/160 Natural stone slate roofing system; | 2.3.2 Roof coverings (default); | A natural stone slate roofing system typically comprises of items such as preparation, underlay and counterbattens.
Ss_30_40_95_65 | 30 | 40 | 95 | 65 | Plain tile roofing systems | 粘土瓦屋根システム |  | 20-50-95/165 Plain tile roofing system; | 2.3.2 Roof coverings (default); | A plain tile roofing system typically comprises of items such as preparation, underlay and counterbattens.
Ss_30_40_95_70 | 30 | 40 | 95 | 70 | Reconstituted slate roofing systems | 再構成スレート葺き屋根システム |  | 20-50-95/170 Reconstituted slate roofing system; | 2.3.2 Roof coverings (default); | A reconstituted slate roofing system typically comprises of items such as preparation, underlay and counterbattens.
Ss_30_40_95_74 | 30 | 40 | 95 | 74 | Roofing edges and junction systems | 屋根エッジとジャンクション（屋根仕舞い）システム |  | 20-50-95/199 Roofing edges and junctions systems; |  | A roofing edges and junctions systems typically comprises of items such as eaves, verges and hips.
Ss_30_40_95_95 | 30 | 40 | 95 | 95 | Wood shake or shingle roofing systems | ウッドシェイクまたはシングルルーフ（木板葺き）システム |  | 20-50-95/195 Wood shake or shingle roofing system; | 2.3.2 Roof coverings (default); | A wood shake or shingle roofing system typically comprises of items such as preparation, underlay and counterbattens.
Ss_30_42 | 30 | 42 |  |  | Floor covering and finishing systems | 床材および仕上げシステム
Ss_30_42_10 | 30 | 42 | 10 |  | Calcium sulfate-based screed systems | 石膏プラスター塗り（左官）システム | 公共建築工事標準仕様書建築工事監理指針（15.7） |  |  | A bonded calcium sulfate-based screed system typically comprises of items such as preparation, bonding coat and screed.
Ss_30_42_10_10 | 30 | 42 | 10 | 10 | Bonded calcium sulfate-based screed systems | 石膏プラスターパネル（接着工法）システム |  | 20-55-10/110 Bonded calcium sulfate-based screed system; | 2.4.2 Stair/ramp finishes; 3.2.1 Finishes to floors (default); | A bonded calcium sulfate-based screed system typically comprises of items such as preparation, bonding coat and screed.
Ss_30_42_10_30 | 30 | 42 | 10 | 30 | Floating calcium sulfate-based screed systems | 石膏プラスターパネル（置敷き工法）システム |  | 20-55-10/130 Floating calcium sulfate-based screed system; | 2.4.2 Stair/ramp finishes; 3.2.1 Finishes to floors (default); | A floating calcium sulfate-based screed system typically comprises of items such as preparation, insulation and separating layer.
Ss_30_42_10_90 | 30 | 42 | 10 | 90 | Unbonded calcium sulfate-based screed systems | 石膏プラスター塗り（仕上げ）システム |  | 20-55-10/190 Unbonded calcium sulfate-based screed system; | 2.4.2 Stair/ramp finishes; 3.2.1 Finishes to floors (default); | An unbonded calcium sulfate-based screed system typically comprises of items such as preparation, separating layer and screed.
Ss_30_42_15 | 30 | 42 | 15 |  | Cementitious screed systems | セメント系スクリードモルタル塗（左官）システム | 公共建築工事標準仕様書 |  |  | A bonded or partially bonded cementitious levelling screed system typically comprises of items such as preparation, movement joints and bonding coat.
Ss_30_42_15_10 | 30 | 42 | 15 | 10 | Bonded or partially bonded cementitious levelling screed systems | 接着セメント系レベリングスクリードシステム |  | 20-55-15/110 Bonded or partially bonded cementitious levelling screed system; | 2.4.2 Stair/ramp finishes; 3.2.1 Finishes to floors (default); | A bonded or partially bonded cementitious levelling screed system typically comprises of items such as preparation, movement joints and bonding coat.
Ss_30_42_15_15 | 30 | 42 | 15 | 15 | Cementitious wearing screed systems | セメント系摩耗スクリードモルタル塗り（左官）システム | 公共建築工事標準仕様書(15.2) | 20-55-15/115 Cementitious wearing screed system; | 2.4.2 Stair/ramp finishes; 3.2.1 Finishes to floors (default); | A cementitious wearing screed system typically comprises of items such as preparation, movement joints and bonding coat.
Ss_30_42_15_30 | 30 | 42 | 15 | 30 | Floating cementitious levelling screed systems | フローティングセメント（セルフレベリング塗り）システム | 公共建築工事標準仕様書(15.4) | 20-55-15/130 Floating cementitious levelling screed system; | 2.4.2 Stair/ramp finishes; 3.2.1 Finishes to floors (default); | A floating cementitious levelling screed system typically comprises of items such as preparation, movement joints and insulation.
Ss_30_42_15_90 | 30 | 42 | 15 | 90 | Unbonded cementitious levelling screed systems | 非結合セメント系レベリングスクリードシステム |  | 20-55-15/190 Unbonded cementitious levelling screed system; | 2.4.2 Stair/ramp finishes; 3.2.1 Finishes to floors (default); | An unbonded cementitious levelling screed system typically comprises of items such as preparation, movement joints and separation layer.
Ss_30_42_20 | 30 | 42 | 20 |  | Deck covering systems | デッキカバーシステム
Ss_30_42_30 | 30 | 42 | 30 |  | Floor paint systems | 床塗装システム |  |  |  | A floor coating system typically comprises of items such as preparation, initial coats and finishing coats.
Ss_30_42_30_30 | 30 | 42 | 30 | 30 | Floor coating systems | 床塗装システム | 公共建築工事標準仕様書(18.8) | 35-85-60/130 Floor coating system; | 2.4.2 Stair/ramp finishes; 3.2.1 Finishes to floors (default); | A floor coating system typically comprises of items such as preparation, initial coats and finishing coats.
Ss_30_42_32 | 30 | 42 | 32 |  | Floor tiling systems | 床タイルシステム | 公共建築工事標準仕様書(11.3) |  |  | An external floor tiling system typically comprises of items such as substrate preparation, separating layer and reinforcement.
Ss_30_42_32_30 | 30 | 42 | 32 | 30 | External floor tiling systems | 外部床タイルシステム |  | 20-55-35/130 External floor tiling system; | 2.4.2 Stair/ramp finishes; 3.2.1 Finishes to floors (default); 2.3.2 Roof coverings; 8.2.1 Roads, paths and pavings; | An external floor tiling system typically comprises of items such as substrate preparation, separating layer and reinforcement.
Ss_30_42_32_40 | 30 | 42 | 32 | 40 | Internal floor tiling systems | 内部床タイルシステム |  | 20-55-35/140 Internal floor tiling system; | 2.4.2 Stair/ramp finishes; 3.2.1 Finishes to floors (default); | An internal floor tiling system typically comprises of items such as substrate preparation, separating layer and reinforcement.
Ss_30_42_40 | 30 | 42 | 40 |  | Ice rink floor systems | アイスリンク床システム
Ss_30_42_52 | 30 | 42 | 52 |  | Mastic asphalt flooring and floor underlay systems | アスファルトルーフィングおよびフロアアンダーレイシステム |  |  |  | A mastic asphalt flooring system typically comprises of items such as preparation, levelling coat and separating layer.
Ss_30_42_52_50 | 30 | 42 | 52 | 50 | Mastic asphalt flooring systems | 露出アスファルトルーフィングシステム |  | 20-55-55/150 Mastic asphalt flooring system; | 2.4.2 Stair/ramp finishes; 3.2.1 Finishes to floors (default); 8.2.1 Roads, paths and pavings; 2.2.2 Balconies; | A mastic asphalt flooring system typically comprises of items such as preparation, levelling coat and separating layer.
Ss_30_42_52_52 | 30 | 42 | 52 | 52 | Mastic asphalt floor underlay systems | マスティックアスファルト床下敷きシステム | (下敷き)アスファルトルーフィング工事 | 20-55-55/155 Mastic asphalt floor underlay system; | 3.2.1 Finishes to floors (default); 8.2.1 Roads, paths and pavings; 2.2.2 Balconies; | A mastic asphalt floor underlay system typically comprises of items such as preparation, levelling coat and separating layer.
Ss_30_42_54 | 30 | 42 | 54 |  | Monolithic flooring systems | モノリシック床システム |  |  |  | A resin flooring system typically comprises of items such as substrate, levelling screed and primer.
Ss_30_42_54_75 | 30 | 42 | 54 | 75 | Resin flooring systems | 合成樹脂床システム | 公共建築工事標準仕様書(18.8) | 20-55-77/170 Resin flooring system; | 2.4.2 Stair/ramp finishes; 3.2.1 Finishes to floors (default); | A resin flooring system typically comprises of items such as substrate, levelling screed and primer.
Ss_30_42_56 | 30 | 42 | 56 |  | Natural stone flooring systems | 天然石フローリングシステム
Ss_30_42_56_56 | 30 | 42 | 56 | 56 | Natural stone slab flooring systems | 天然石スラブフローリングシステム
Ss_30_42_56_57 | 30 | 42 | 56 | 57 | Natural stone tile flooring systems | 天然石タイルフローリングシステム
Ss_30_42_72 | 30 | 42 | 72 |  | Resilient and textile floor covering systems | 弾力性テキスタイル床材（弾力性床仕上と繊維製床仕上）システム |  |  |  | A rolled carpet system typically comprises of items such as preparation, rigid underlay and smoothing and levelling underlayment compound.
Ss_30_42_72_05 | 30 | 42 | 72 | 05 | Adhesive-fixed rolled carpet systems | 接着剤固定ロールカーペットシステム |  | 20-55-75/175 Rolled carpet system; | 2.4.2 Stair/ramp finishes; 3.2.1 Finishes to floors (default); | A rolled carpet system typically comprises of items such as preparation, rigid underlay and smoothing and levelling underlayment compound.
Ss_30_42_72_10 | 30 | 42 | 72 | 10 | Carpet tile systems | カーペットタイルシステム | 公共建築工事標準仕様書(19.5) | 20-55-75/110 Carpet tile system; | 2.4.2 Stair/ramp finishes; 3.2.1 Finishes to floors (default); | A carpet tile system typically comprises of items such as preparation, rigid underlay and smoothing and levelling underlayment compound.
Ss_30_42_72_25 | 30 | 42 | 72 | 25 | Edge-fixed carpet systems | エッジ固定カーペット（絨毯、カーペット）システム |  | 20-55-25/125 Edge-fixed carpeting system; | 2.4.2 Stair/ramp finishes; 3.2.1 Finishes to floors (default); | An edge-fixed carpeting system typically comprises of items such as substrate preparation, fabricated underlay and interlay.
Ss_30_42_72_72 | 30 | 42 | 72 | 72 | Resilient sheet floor covering systems | 弾力性シート床材（ビニル床シート）システム | 公共建築工事標準仕様書(19.2) | 20-55-75/165 Resilient sheet flooring system; | 2.4.2 Stair/ramp finishes; 3.2.1 Finishes to floors (default); | A resilient sheet flooring system typically comprises of items such as preparation, rigid underlay and smoothing and levelling underlayment compound.
Ss_30_42_72_75 | 30 | 42 | 72 | 75 | Resilient tile floor covering systems | 弾力性タイル床材（ビニル床タイル）システム | 公共建築工事標準仕様書(19.2) | 20-55-75/170 Resilient tile flooring system; | 2.4.2 Stair/ramp finishes; 3.2.1 Finishes to floors (default); | A resilient tile flooring system typically comprises of items such as preparation, rigid underlay and smoothing and levelling underlayment compound.
Ss_30_42_90 | 30 | 42 | 90 |  | Terrazzo floor tiling and screed systems | テラゾ製床タイルとテラゾ調床仕上システム |  |  |  | A terrazzo floor covering system typically comprises of items such as substrate preparation, separating layer and bedding.
Ss_30_42_90_90 | 30 | 42 | 90 | 90 | Terrazzo floor covering systems | テラゾ床仕上システム | 公共建築工事標準仕様書(10.2) | 20-55-85/185 Terrazzo floor covering system; | 2.4.2 Stair/ramp finishes; 3.2.1 Finishes to floors (default); | A terrazzo floor covering system typically comprises of items such as substrate preparation, separating layer and bedding.
Ss_30_45 | 30 | 45 |  |  | Pavement covering and finishing systems | 舗装被覆および仕上げシステム
Ss_30_47 | 30 | 47 |  |  | Ceiling and soffit covering and finishing systems | 天井および軒裏カバーおよび仕上げシステム
Ss_30_60 | 30 | 60 |  |  | Roof, floor and paving accessory systems | 屋根、床、舗装付属品システム
Ss_30_60_30 | 30 | 60 | 30 |  | Floor feature systems | 床機能システム
Ss_30_60_30_26 | 30 | 60 | 30 | 26 | Entrance matting systems | エントランスマット（玄関マット）システム
Ss_30_60_50 | 30 | 60 | 50 |  | Metal sheet roof flashing systems | 金属板屋根（金属屋根雨仕舞い）システム |  |  |  | An aluminium flashing system typically comprises of items such as aluminium, form and fasteners.
Ss_30_60_50_03 | 30 | 60 | 50 | 03 | Aluminium roof flashing systems | アルミルーフフラッシング（水切り）システム |  | 30-85-50/105 Aluminium flashing system; | 2.3.2 Roof coverings (default); 2.5.1 External enclosing walls above ground level; | An aluminium flashing system typically comprises of items such as aluminium, form and fasteners.
Ss_30_60_50_04 | 30 | 60 | 50 | 04 | Aluminium roof weathering systems | アルミニウム屋根耐候システム |  | 30-85-50/110 Aluminium roof flashing system; | 2.3.2 Roof coverings (default); 2.5.1 External enclosing walls above ground level; | An aluminium roof flashing system typically comprises of items such as aluminium, form and fixings.
Ss_30_60_50_11 | 30 | 60 | 50 | 11 | Carbon steel roof flashing systems | 炭素鋼ルーフフラッシング（炭素鋼製水切）システム |  | 30-85-50/170 Steel Flashing System; |  | A steel flashing system typically comprises of items such as steel sheet, fixing and joints.
Ss_30_60_50_12 | 30 | 60 | 50 | 12 | Carbon steel roof weathering systems | 炭素鋼屋根耐候システム
Ss_30_60_50_19 | 30 | 60 | 50 | 19 | Copper roof flashing systems | 銅屋根水切りシステム |  | 30-85-50/120 Copper sheet weathering system; | 2.3.2 Roof coverings (default); 2.5.1 External enclosing walls above ground level; | A copper sheet weathering system typically comprises of items such as substrate preparation, underlay and copper.
Ss_30_60_50_20 | 30 | 60 | 50 | 20 | Copper roof weathering systems | 銅屋根耐候システム
Ss_30_60_50_47 | 30 | 60 | 50 | 47 | Lead roof flashing systems | 鉛屋根水切りシステム |  | 30-85-50/135 Lead roof flashing system; | 2.3.2 Roof coverings (default); 2.5.1 External enclosing walls above ground level; 2.3.6 Roof features; | A lead roof flashing system typically comprises of items such as lead, form and fasteners.
Ss_30_60_50_48 | 30 | 60 | 50 | 48 | Lead roof weathering systems | 鉛屋根耐候システム
Ss_30_60_50_84 | 30 | 60 | 50 | 84 | Stainless steel roof flashing systems | ステンレススチールルーフフラッシング（水切り）システム |  | 30-85-50/155 Stainless steel sheet weathering system; | 2.3.2 Roof coverings (default); 2.5.1 External enclosing walls above ground level; 2.3.6 Roof features; 2.3.3 Specialist roof systems; | A stainless steel sheet weathering system typically comprises of items such as substrate preparation, underlay and stainless steel.
Ss_30_60_50_85 | 30 | 60 | 50 | 85 | Stainless steel roof weathering systems | ステンレス鋼屋根耐候システム
Ss_30_60_50_98 | 30 | 60 | 50 | 98 | Zinc roof flashing systems | 亜鉛屋根の水切りシステム
Ss_30_60_50_99 | 30 | 60 | 50 | 99 | Zinc roof weathering systems | 亜鉛屋根システム |  | 30-85-50/160 Zinc sheet weathering system; | 2.3.2 Roof coverings (default); 2.5.1 External enclosing walls above ground level; 2.3.6 Roof features; 2.3.3 Specialist roof systems; | A zinc sheet weathering system typically comprises of items such as substrate preparation, underlay and zinc.
Ss_30_60_70 | 30 | 60 | 70 |  | Roof feature systems | 屋根機能システム
Ss_30_75 | 30 | 75 |  |  | Roof, floor and paving drainage systems | 屋根、床、舗装排水（雨水排水）システム
Ss_30_75_40 | 30 | 75 | 40 |  | Surface drainage channel systems | 表面排水路システム |  |  |  | A footway grating system typically comprises of items such as foundations, mortar bedding and grating.
Ss_30_75_40_30 | 30 | 75 | 40 | 30 | Footway grating systems | 歩道格子システム |  | 20-85-45/130 Footway grating system; | 8.6.1 Surface water and foul water drainage (default); 2.2.3 Drainage to balconies; 2.3.4 Roof drainage; | A footway grating system typically comprises of items such as foundations, mortar bedding and grating.
Ss_30_75_40_50 | 30 | 75 | 40 | 50 | Multi unit surface drainage channel systems | マルチユニット表面排水路システム |  | 20-85-45/150 Multi unit surface drainage channel system; | 8.6.1 Surface water and foul water drainage (default); 2.2.3 Drainage to balconies; 2.3.4 Roof drainage; | A multi unit surface drainage channel system typically comprises of items such as foundations, mortar bedding and channels.
Ss_30_75_40_75 | 30 | 75 | 40 | 75 | Single unit surface drainage channel systems | 単一ユニットの表面排水路システム |  | 20-85-45/175 Single unit surface drainage channel system; | 8.6.1 Surface water and foul water drainage (default); 2.2.3 Drainage to balconies; 2.3.4 Roof drainage; | A single unit surface drainage channel system typically comprises of items such as foundations, mortar bedding and channels.
Ss_30_75_45 | 30 | 75 | 45 |  | Kerb and traffic separation systems | 縁石と交通分離システム |  |  |  | An in-situ asphalt kerb system typically comprises of items such as material.
Ss_30_75_45_03 | 30 | 75 | 45 | 03 | Asphalt kerb systems | アスファルト縁石システム |  | 20-85-45/142 In-situ asphalt kerb system; |  | An in-situ asphalt kerb system typically comprises of items such as material.
Ss_30_75_45_15 | 30 | 75 | 45 | 15 | Concrete kerb systems | コンクリート縁石システム |  | 20-85-45/140 In-situ concrete kerb system; |  | An in-situ concrete kerb system typically comprises of items such as granular sub-base, concrete and designed joints.
Ss_30_75_45_20 | 30 | 75 | 45 | 20 | Demarcation paving systems | 分界舗装システム |  | 20-85-45/120 Demarcation paving system; | 8.2.1 Roads, paths and pavings (default); | A demarcation paving system typically comprises of items such as foundations, mortar bedding and units.
Ss_30_75_45_45 | 30 | 75 | 45 | 45 | Light-duty kerb systems | 軽量縁石システム |  | 20-85-45/145 Light duty kerb system; | 8.2.1 Roads, paths and pavings (default); | A light duty kerb system typically comprises of items such as foundations, mortar bedding and units.
Ss_30_75_45_55 | 30 | 75 | 45 | 55 | Multi unit traffic calming systems | マルチユニット交通鎮静（ハンプ）システム |  | 20-85-45/155 Multi unit traffic calming system; | 8.2.1 Roads, paths and pavings (default); 8.5.1 Site/street furniture and equipment; | A multi unit traffic calming system typically comprises of items such as foundations, mortar bedding and units.
Ss_30_75_45_65 | 30 | 75 | 45 | 65 | Precast kerb systems | プレキャスト縁石システム
Ss_30_75_45_80 | 30 | 75 | 45 | 80 | Single unit traffic calming systems | シングルユニット交通鎮静（ハンプ）システム |  | 20-85-45/180 Single unit traffic calming system; | 8.2.1 Roads, paths and pavings (default); 8.5.1 Site/street furniture and equipment; | A single unit traffic calming system typically comprises of items such as foundations, mortar bedding and units.
Ss_30_75_45_85 | 30 | 75 | 45 | 85 | Traffic kerb systems | 交通規制システム |  | 20-85-45/185 Traffic kerb system; | 8.2.1 Roads, paths and pavings (default); | A traffic kerb system typically comprises of items such as foundations, mortar bedding and units.
Ss_30_75_45_86 | 30 | 75 | 45 | 86 | Traffic separation systems | 交通分離システム |  | 20-85-45/135 Ground level traffic separation systems; | 8.2.1 Roads, paths and pavings (default); | A ground level traffic separation systems typically comprises of items such as foundations, mortar bedding and units.
Ss_30_75_50 | 30 | 75 | 50 |  | Metal sheet gutter lining systems | メタルシートガターライニング（樋）システム |  |  |  | An aluminium sheet gutter lining system typically comprises of items such as substrate preparation, sheet underlay and timber cores for batten roll joints.
Ss_30_75_50_05 | 30 | 75 | 50 | 05 | Aluminium sheet gutter lining systems | アルミシート（樋）システム |  | 20-70-50/110 Aluminium sheet gutter lining system; | 2.3.4 Roof drainage (default); | An aluminium sheet gutter lining system typically comprises of items such as substrate preparation, sheet underlay and timber cores for batten roll joints.
Ss_30_75_50_11 | 30 | 75 | 50 | 11 | Carbon steel sheet gutter lining systems | 炭素鋼シート（樋）システム
Ss_30_75_50_15 | 30 | 75 | 50 | 15 | Copper sheet gutter lining systems | 銅シート（樋）システム |  | 20-70-50/120 Copper sheet gutter lining system; | 2.3.4 Roof drainage (default); | A copper sheet gutter lining system typically comprises of items such as substrate preparation, sheet underlay and timber cores for batten roll joints.
Ss_30_75_50_45 | 30 | 75 | 50 | 45 | Lead sheet gutter lining systems | 鉛シート（樋）システム |  | 20-70-50/130 Lead sheet gutter lining system; | 2.3.4 Roof drainage (default); | A lead sheet gutter lining system typically comprises of items such as substrate preparation, sheet underlay and timber cores for batten roll joints.
Ss_30_75_50_75 | 30 | 75 | 50 | 75 | Stainless steel sheet gutter lining systems | ステンレス鋼（樋）システム |  | 20-70-50/140 Stainless steel sheet gutter lining system; | 2.3.4 Roof drainage (default); | A stainless steel sheet gutter lining system typically comprises of items such as substrate preparation, sheet underlay and timber cores for batten roll joints.
Ss_30_75_50_95 | 30 | 75 | 50 | 95 | Zinc sheet gutter lining systems | 亜鉛シート（樋）システム |  | 20-70-50/150 Zinc sheet gutter lining system; | 2.3.4 Roof drainage (default); | A zinc sheet gutter lining system typically comprises of items such as substrate preparation, sheet underlay and timber cores for batten roll joints.
Ss_30_75_85 | 30 | 75 | 85 |  | Steam FF&E systems | （NBS側での削除忘れと思われる）
Ss_30_95 | 30 | 95 |  |  | Temporary roof, floor and paving systems | 仮設屋根、仮設床および仮設舗装システム
Ss_32 | 32 |  |  |  | Damp-proofing, waterproofing and plaster-finishing systems | 防湿、防水、石膏仕上げシステム
Ss_32_20 | 32 | 20 |  |  | Damp-proofing systems | 防湿（防水）システム
Ss_32_20_20 | 32 | 20 | 20 |  | Damp-proof course renewal and insertion systems | 防湿リニューアル（防水改修）システム |  |  |  | A chemical injection damp proof course system typically comprises of items such as building fabric surveys, preparation and damp proof course type.
Ss_32_20_20_15 | 32 | 20 | 20 | 15 | Chemical injection damp-proof course systems | 薬液樹脂注入、ひび割れ注入システム | 公共建築改修工事標準仕様書(4.1.4) | 25-10-30/110 Chemical injection damp proof course system; | 7.3.1 Damp-proof courses (default); | A chemical injection damp proof course system typically comprises of items such as building fabric surveys, preparation and damp proof course type.
Ss_32_20_20_62 | 32 | 20 | 20 | 62 | Physical insertion horizontal damp-proof course systems | 防湿Uカットシール材充填、ひび割れ充填システム | 公共建築改修工事標準仕様書(4.1.4) | 25-10-30/120 Physical insertion horizontal damp proof course system; | 7.3.1 Damp-proof courses (default); | A physical insertion horizontal damp proof course system typically comprises of items such as building fabric surveys, damp proof course and joint sealant.
Ss_32_20_20_63 | 32 | 20 | 20 | 63 | Physical insertion horizontal or stepped cavity tray systems | 屋根外壁防水立上りシステム |  | 25-10-30/130 Physical insertion horizontal or stepped cavity tray system; | 7.3.1 Damp-proof courses (default); | A physical insertion horizontal or stepped cavity tray system typically comprises of items such as building fabric surveys, cavity tray units and joint sealant.
Ss_32_20_20_64 | 32 | 20 | 20 | 64 | Physical insertion proprietary rising damp remedial systems | 脱気装置システム |  | 25-10-30/140 Physical insertion proprietary rising damp remedial system; | 7.3.1 Damp-proof courses (default); | A physical insertion proprietary rising damp remedial system typically comprises of items such as building fabric surveys, preparation and rising damp remediation.
Ss_32_20_20_65 | 32 | 20 | 20 | 65 | Physical insertion vertical damp-proof course systems | 垂直防湿コース（防水）システム | d.p.c：防湿層 建築英語辞典（星野和弘著） | 25-10-30/150 Physical insertion vertical damp proof course system; | 7.3.1 Damp-proof courses (default); | A physical insertion vertical damp proof course system typically comprises of items such as building fabric surveys, damp proof course and bedding mortar.
Ss_32_20_30 | 32 | 20 | 30 |  | Floor damp-proofing systems | 床防湿（防水）システム |  |  |  | A cementitious proprietary mortar slurry floor damp-proofing system typically comprises of items such as substrates, damp proof coatings and system accessories.
Ss_32_20_30_10 | 32 | 20 | 30 | 10 | Cementitious mortar slurry floor damp-proofing systems | ポリマーセメント系塗膜防水システム |  | 20-75-30/110 Cementitious proprietary mortar slurry floor damp-proofing system; | 1.1.3 Lowest floor construction (default); 2.2.1 Floors; | A cementitious proprietary mortar slurry floor damp-proofing system typically comprises of items such as substrates, damp proof coatings and system accessories.
Ss_32_20_30_15 | 32 | 20 | 30 | 15 | Cold-applied liquid floor damp-proofing systems | 冷間塗布液体床防湿（塗膜防水）システム |  | 20-75-30/115 Cold-applied liquid floor damp-proofing system; | 1.1.3 Lowest floor construction (default); 2.2.1 Floors; | A cold-applied liquid floor damp-proofing system typically comprises of items such as substrates and damp proof coatings.
Ss_32_20_30_30 | 32 | 20 | 30 | 30 | Fully bonded bitumen membrane overslab damp-proofing systems | 密着工法アスファルト露出防水システム |  | 20-75-30/130 Fully-bonded bitumen membrane overslab damp-proofing system; | 1.1.3 Lowest floor construction (default); 2.2.1 Floors; | A fully-bonded bitumen membrane overslab damp-proofing system typically comprises of items such as substrates and damp proof membranes.
Ss_32_20_30_35 | 32 | 20 | 30 | 35 | Fully bonded bitumen membrane underslab damp-proofing systems | 密着工法アスファルト保護防水システム |  | 20-75-30/135 Fully-bonded bitumen membrane underslab damp-proofing system; | 1.1.3 Lowest floor construction (default); 2.2.1 Floors; | A fully-bonded bitumen membrane underslab damp-proofing system typically comprises of items such as substrate preparation, primer and damp proof membranes.
Ss_32_20_30_40 | 32 | 20 | 30 | 40 | Hot-applied liquid floor damp-proofing systems | 加熱塗装防湿（塗膜防水）システム |  | 20-75-30/140 Hot-applied liquid floor damp-proofing system; | 1.1.3 Lowest floor construction (default); 2.2.1 Floors; | A hot-applied liquid floor damp-proofing system typically comprises of items such as substrates and damp proof coatings.
Ss_32_20_30_45 | 32 | 20 | 30 | 45 | Loose-laid bitumen membrane overslab damp-proofing systems | 絶縁工法アスファルト露出防水システム |  | 20-75-30/145 Loose-laid bitumen membrane overslab damp-proofing system; | 1.1.3 Lowest floor construction (default); 2.2.1 Floors; | A loose-laid bitumen membrane overslab damp-proofing system typically comprises of items such as substrates, damp proof membranes and system accessories.
Ss_32_20_30_46 | 32 | 20 | 30 | 46 | Loose-laid bitumen membrane underslab damp-proofing systems | 絶縁工法アスファルト保護防水システム |  | 20-75-30/146 Loose-laid bitumen membrane underslab damp-proofing system; | 1.1.3 Lowest floor construction (default); 2.2.1 Floors; | A loose-laid bitumen membrane underslab damp-proofing system typically comprises of items such as substrate preparation, damp proof membranes and system accessories.
Ss_32_20_30_48 | 32 | 20 | 30 | 48 | Loose-laid polyethylene membrane oversite damp-proofing systems | 絶縁工法ポリエチレン系シート防水システム |  | 20-75-30/151 Loose-laid polyethylene membrane oversite damp-proofing system; | 1.1.3 Lowest floor construction (default); 2.2.1 Floors; | A loose-laid polyethylene membrane oversite damp-proofing system typically comprises of items such as substrate preparation, damp proof membranes and covering to membranes.
Ss_32_20_30_50 | 32 | 20 | 30 | 50 | Loose-laid polyethylene membrane overslab damp-proofing systems | 絶縁工法ポリエチレン系露出シート防水システム |  | 20-75-30/152 Loose-laid polyethylene membrane overslab damp-proofing system; | 1.1.3 Lowest floor construction (default); 2.2.1 Floors; | A loose-laid polyethylene membrane overslab damp-proofing system typically comprises of items such as substrates, damp proof membranes and system accessories.
Ss_32_20_30_51 | 32 | 20 | 30 | 51 | Loose-laid polyethylene membrane underslab damp-proofing systems | 絶縁工法ポリエチレン系保護シート防水システム |  | 20-75-30/153 Loose-laid polyethylene membrane underslab damp-proofing system; | 1.1.3 Lowest floor construction (default); 2.2.1 Floors; | A loose-laid polyethylene membrane underslab damp-proofing system typically comprises of items such as substrate preparation, damp proof membranes and system accessories.
Ss_32_20_30_55 | 32 | 20 | 30 | 55 | Mastic asphalt floor damp-proofing systems | グースアスファルト防水システム |  | 20-75-30/155 Mastic asphalt floor damp-proofing system; | 1.1.3 Lowest floor construction (default); 2.2.1 Floors; | A mastic asphalt floor damp-proofing system typically comprises of items such as substrate preparation, separating membrane and damp proof coatings.
Ss_32_20_30_60 | 32 | 20 | 30 | 60 | Plastics studded membrane floor damp-proofing systems | メンブレンフロア防湿（床ＦＲＰ防水）システム |  | 20-75-30/150 Loose-laid plastics studded membrane floor damp-proofing system; | 1.1.3 Lowest floor construction (default); 2.2.1 Floors; | A loose-laid plastics studded membrane floor damp-proofing system typically comprises of items such as substrates, damp proof membranes and system accessories.
Ss_32_20_30_65 | 32 | 20 | 30 | 65 | Pre-applied anchored membrane underslab damp-proofing systems | アンダースラブ防湿（シート防水機械的固定工法）システム |  | 20-75-30/165 Pre-applied anchored membrane underslab damp-proofing system; | 1.1.3 Lowest floor construction (default); 2.2.1 Floors; | A pre-applied anchored membrane underslab damp-proofing system typically comprises of items such as substrate preparation, blinding and damp proof membranes.
Ss_32_20_30_75 | 32 | 20 | 30 | 75 | Self-adhesive bitumen membrane floor damp-proofing systems | 改質アスファルト防水システム |  | 20-75-30/175 Self-adhesive bitumen membrane floor damp-proofing system; | 1.1.3 Lowest floor construction (default); 2.2.1 Floors; | A self-adhesive bitumen membrane floor damp-proofing system typically comprises of items such as substrates and damp proof membranes.
Ss_32_20_95 | 32 | 20 | 95 |  | Wall damp-proofing systems | 壁防湿（壁防水方式）システム |  |  |  | A cementitious proprietary mortar slurry internal wall damp-proofing system typically comprises of items such as substrates, damp proof coatings and system accessories.
Ss_32_20_95_10 | 32 | 20 | 95 | 10 | Cementitious mortar slurry internal wall damp-proofing systems | セメント系モルタル内壁防湿（ポリマーセメント系塗膜防水）システム |  | 25-90-85/110 Cementitious proprietary mortar slurry internal wall damp-proofing system; | 1.1.5 Basement retaining walls; 1.1.1 Standard foundations (default); | A cementitious proprietary mortar slurry internal wall damp-proofing system typically comprises of items such as substrates, damp proof coatings and system accessories.
Ss_32_20_95_15 | 32 | 20 | 95 | 15 | Cold-applied liquid internal wall damp-proofing systems | 冷間塗布液体内壁防湿（塗膜防水）システム |  | 25-90-85/115 Cold-applied liquid internal wall damp-proofing system; | 1.1.5 Basement retaining walls; 7.3.1 Damp-proof courses; 1.1.1 Standard foundations (default); | A cold-applied liquid internal wall damp-proofing system typically comprises of items such as substrates, damp proof coatings and keying.
Ss_32_20_95_65 | 32 | 20 | 95 | 65 | Plastics studded membrane internal wall damp-proofing systems | メンブレン内壁防湿（壁ＦＲＰ防水）システム |  | 25-90-85/160 Plastics studded membrane internal wall damp-proofing system; | 1.1.5 Basement retaining walls; 1.1.1 Standard foundations (default); | A plastics studded membrane internal wall damp-proofing system typically comprises of items such as substrates, damp proof membranes and system accessories.
Ss_32_46 | 32 | 46 |  |  | Lath and plaster systems | ラスと石膏（左官）システム
Ss_32_46_50 | 32 | 46 | 50 |  | Metal lathing and anchored mesh reinforcement systems | 金属旋盤およびアンカーメッシュ補強（ラス金網と溶接金網）システム |  |  |  | An anchored mesh reinforcement system typically comprises of items such as control samples, mesh and fasteners.
Ss_32_46_50_05 | 32 | 46 | 50 | 05 | Anchored mesh reinforcement systems | アンカーメッシュ補強システム |  | 25-90-50/105 Anchored mesh reinforcement system; | 8.4.2 Walls and screens; 2.5.1 External enclosing walls above ground level (default); 3.1.1 Wall finishes; 8.4.3 Retaining walls; 2.5.4 External soffits; | An anchored mesh reinforcement system typically comprises of items such as control samples, mesh and fasteners.
Ss_32_46_50_50 | 32 | 46 | 50 | 50 | Metal lathing casing systems | 金属旋盤ケーシングシステム |  | 25-90-50/150 Metal lathing casing system; | 8.4.2 Walls and screens; 2.5.1 External enclosing walls above ground level (default); 3.1.1 Wall finishes; 8.4.3 Retaining walls; 2.5.4 External soffits; | A metal lathing casing system typically comprises of items such as spacers, supports and metal lathing.
Ss_32_46_50_51 | 32 | 46 | 50 | 51 | Metal lathing on framing systems | フレーミング金属旋盤（枠組みラス金網）システム |  | 25-90-50/155 Metal lathing on framing system; | 8.4.2 Walls and screens; 2.5.1 External enclosing walls above ground level (default); 3.1.1 Wall finishes; 8.4.3 Retaining walls; 2.5.4 External soffits; | A metal lathing on framing system typically comprises of items such as underlayer, furrings and metal lathing.
Ss_32_46_50_52 | 32 | 46 | 50 | 52 | Metal lathing on hangers, bearers and runners systems | ハンガー、ベアラー、ランナーシステムの金属旋盤加工（ラス金網）システム |  | 25-90-50/160 Metal lathing on hangers, bearers and runners system; | 8.4.2 Walls and screens; 2.5.1 External enclosing walls above ground level (default); 3.1.1 Wall finishes; 8.4.3 Retaining walls; 2.5.4 External soffits; | A metal lathing on hangers, bearers and runners system typically comprises of items such as hangers, bearers and runners.
Ss_32_46_50_53 | 32 | 46 | 50 | 53 | Metal lathing on solid substrate systems | 固体基板システムの金属旋盤（ラス金網）システム |  | 25-90-50/165 Metal lathing on solid substrate system; | 8.4.2 Walls and screens; 2.5.1 External enclosing walls above ground level (default); 3.1.1 Wall finishes; 8.4.3 Retaining walls; 2.5.4 External soffits; | A metal lathing on solid substrate system typically comprises of items such as underlayer, metal lathing and system accessories.
Ss_32_46_65 | 32 | 46 | 65 |  | Plaster coating systems | 石膏塗装（左官仕上げ）システム |  |  |  | A clay plaster system typically comprises of items such as substrate preparation, lathing and first undercoat.
Ss_32_46_65_15 | 32 | 46 | 65 | 15 | Clay plaster systems | 粘土石膏（粘土系左官）システム |  | 25-85-60/115 Clay plaster system; | 3.1.1 Wall finishes (default); | A clay plaster system typically comprises of items such as substrate preparation, lathing and first undercoat.
Ss_32_46_65_55 | 32 | 46 | 65 | 55 | Multicoat plaster systems | マルチコート石膏（複層仕上）システム |  | 25-85-60/150 Multicoat plaster system; | 3.1.1 Wall finishes (default); | A multicoat plaster system typically comprises of items such as substrate preparation, lathing and first undercoat.
Ss_32_46_65_58 | 32 | 46 | 65 | 58 | One-coat plaster systems | ワンコート石膏（単層仕上）システム |  | 25-85-60/155 One coat plaster system; | 3.1.1 Wall finishes (default); | A one coat plaster system typically comprises of items such as substrate preparation, coat and beads.
Ss_32_46_65_90 | 32 | 46 | 65 | 90 | Tiling and mosaic plaster substrate systems | タイル張りおよびモザイク石膏下地システム |  | 25-85-60/185 Tiling and mosaic mortar for plaster substrate system; | 3.1.1 Wall finishes (default); | A tiling and mosaic mortar substrate system typically comprises of items such as substrate preparation, lathing and undercoat.
Ss_32_80 | 32 | 80 |  |  | Waterproofing and tanking systems | 防水およびタンキングシステム | tanking：ﾀﾝｷﾝｸﾞ防水（英国語） 建築英語辞典（星野和弘著）
Ss_32_80_03 | 32 | 80 | 03 |  | Applied waterproofing and tanking systems | 防水およびタンクシステム |  |  |  | A liquid (sprayed) system typically comprises of items such as membrane, primer and tack coat.
Ss_32_80_03_08 | 32 | 80 | 03 | 08 | Bridge deck liquid sprayed systems | ブリッジデッキ液体噴霧システム |  | 20-20-90/115 Liquid (sprayed) system; |  | A liquid (sprayed) system typically comprises of items such as membrane, primer and tack coat.
Ss_32_80_03_10 | 32 | 80 | 03 | 10 | Cementitious proprietary mortar slurry tanking systems | セメント系独自のモルタルスラリータンクシステム | tanking：ﾀﾝｷﾝｸﾞ防水（英国語） 建築英語辞典（星野和弘著） | 30-70-90/105 Cementitious proprietary mortar slurry tanking system; | 2.5.2 External enclosing walls below ground level; 1.1.5 Basement retaining walls; 7.3.1 Damp-proof courses; 1.1.1 Standard foundations; 1.1.3 Lowest floor construction (default); | A cementitious proprietary mortar slurry tanking system typically comprises of items such as substrates, tanking coatings and system accessories.
Ss_32_80_03_12 | 32 | 80 | 03 | 12 | Cementitious site-batched-and-mixed mortar tanking systems | セメント質の現場バッチ処理および混合モルタルタンクシステム | tanking：ﾀﾝｷﾝｸﾞ防水（英国語） 建築英語辞典（星野和弘著） | 30-70-90/110 Cementitious site-batched-and-mixed mortar tanking system; | 2.5.2 External enclosing walls below ground level; 1.1.5 Basement retaining walls; 7.3.1 Damp-proof courses; 1.1.1 Standard foundations; 1.1.3 Lowest floor construction (default); | A cementitious site-batched-and-mixed mortar tanking system typically comprises of items such as substrates, tanking coatings and system accessories.
Ss_32_80_03_14 | 32 | 80 | 03 | 14 | Cold-applied liquid waterproofing systems | 低温適用液体外部タンキングシステム | tanking：ﾀﾝｷﾝｸﾞ防水（英国語） 建築英語辞典（星野和弘著） | 30-70-90/115 Cold-applied liquid external tanking system; | 2.5.2 External enclosing walls below ground level; 1.1.5 Basement retaining walls (default); 7.3.1 Damp-proof courses; 1.1.1 Standard foundations; 1.1.3 Lowest floor construction; | A cold-applied liquid external tanking system typically comprises of items such as substrates, tanking and protection.
Ss_32_80_03_16 | 32 | 80 | 03 | 16 | Cold-applied liquid sandwiched tanking systems | 低温塗布液体サンドイッチタンキングシステム | tanking：ﾀﾝｷﾝｸﾞ防水（英国語） 建築英語辞典（星野和弘著） | 30-70-90/120 Cold-applied liquid sandwiched tanking system; | 2.5.2 External enclosing walls below ground level; 1.1.5 Basement retaining walls; 7.3.1 Damp-proof courses; 1.1.1 Standard foundations; 1.1.3 Lowest floor construction (default); | A cold-applied liquid sandwiched tanking system typically comprises of items such as substrates, tanking and pipe sleeves.
Ss_32_80_03_18 | 32 | 80 | 03 | 18 | Crystallization-active cementitious mortar dry shake tanking systems | 結晶化活性セメント質モルタルドライシェイクタンキングシステム | tanking：ﾀﾝｷﾝｸﾞ防水（英国語） 建築英語辞典（星野和弘著） | 30-70-90/125 Crystallization-active cementitious mortar dry shake tanking system; | 2.5.2 External enclosing walls below ground level; 1.1.5 Basement retaining walls; 7.3.1 Damp-proof courses; 1.1.1 Standard foundations; 1.1.3 Lowest floor construction (default); | A crystallization-active cementitious mortar dry shake tanking system typically comprises of items such as substrates and tanking coatings.
Ss_32_80_03_20 | 32 | 80 | 03 | 20 | Crystallization-active cementitious mortar slurry tanking systems | 結晶化活性セメント系モルタルスラリータンキングシステム | tanking：ﾀﾝｷﾝｸﾞ防水（英国語） 建築英語辞典（星野和弘著） | 30-70-90/130 Crystallization-active cementitious mortar slurry tanking system; | 2.5.2 External enclosing walls below ground level; 1.1.5 Basement retaining walls; 7.3.1 Damp-proof courses; 1.1.1 Standard foundations; 1.1.3 Lowest floor construction (default); | A crystallization-active cementitious mortar slurry tanking system typically comprises of items such as substrates and tanking coatings.
Ss_32_80_03_50 | 32 | 80 | 03 | 50 | Mastic asphalt external tanking systems | グースアスファルト防水露出システム | tanking：ﾀﾝｷﾝｸﾞ防水（英国語） 建築英語辞典（星野和弘著） | 30-70-90/155 Mastic asphalt external tanking system; | 2.5.2 External enclosing walls below ground level; 1.1.5 Basement retaining walls; 7.3.1 Damp-proof courses; 1.1.1 Standard foundations; 1.1.3 Lowest floor construction (default); | A mastic asphalt external tanking system typically comprises of items such as substrates, separating membrane to horizontal surfaces and tanking.
Ss_32_80_03_52 | 32 | 80 | 03 | 52 | Mastic asphalt sandwiched tanking systems | グースアスファルト防水下地、水槽面システム | tanking：ﾀﾝｷﾝｸﾞ防水（英国語） 建築英語辞典（星野和弘著） | 30-70-90/160 Mastic asphalt sandwiched tanking system; | 2.5.2 External enclosing walls below ground level; 1.1.5 Basement retaining walls; 7.3.1 Damp-proof courses; 1.1.1 Standard foundations; 1.1.3 Lowest floor construction (default); | A mastic asphalt sandwiched tanking system typically comprises of items such as substrates, separating membrane to horizontal surfaces and tanking.
Ss_32_80_03_54 | 32 | 80 | 03 | 54 | Mastic asphalt tank lining systems | グースアスファルト防水立上りシステム |  | 30-70-90/165 Mastic asphalt tank lining system; | 8.6.2 Ancillary drainage systems; 5.14.1 Builder's work in connection with services; 5.3.2 Chemical, toxic and industrial liquid waste drainage; 8.5.2 Ornamental features; 1.1.3 Lowest floor construction (default); 2.2.1 Floors; 8.6.3 External chemical, toxic and industrial liquid waste drainage; 5.13.5 Water features; | A mastic asphalt tank lining system typically comprises of items such as substrates, separating membrane to horizontal surfaces and tank linings.
Ss_32_80_03_90 | 32 | 80 | 03 | 90 | Tunnel spray-applied membrane systems | トンネルスプレー式膜システム
Ss_32_80_79 | 32 | 80 | 79 |  | Sheeted waterproofing and tanking systems | シート状の防水およびタンクシステム |  |  |  | A sheet system typically comprises of items such as pre formed sheet, primer and adhesive.
Ss_32_80_79_08 | 32 | 80 | 79 | 08 | Bridge deck sheet systems | ブリッジ（橋梁）デッキシートシステム |  | 20-20-90/105 Sheet system; |  | A sheet system typically comprises of items such as pre formed sheet, primer and adhesive.
Ss_32_80_79_30 | 32 | 80 | 79 | 30 | Fully bonded bitumen membrane external tanking systems | 密着工法改質アスファルトシート防水システム |  | 30-70-90/135 Fully-bonded bitumen membrane external tanking system; | 2.5.2 External enclosing walls below ground level; 1.1.5 Basement retaining walls; 7.3.1 Damp-proof courses; 1.1.1 Standard foundations; 1.1.3 Lowest floor construction (default); | A fully-bonded bitumen membrane external tanking system typically comprises of items such as substrates, tanking membranes and protection.
Ss_32_80_79_32 | 32 | 80 | 79 | 32 | Fully bonded bitumen membrane sandwiched tanking systems | 完全結合ビチューメン膜サンドイッチタンキングシステム |  | 30-70-90/140 Fully-bonded bitumen membrane sandwiched tanking system; | 2.5.2 External enclosing walls below ground level; 1.1.5 Basement retaining walls; 7.3.1 Damp-proof courses; 1.1.1 Standard foundations; 1.1.3 Lowest floor construction (default); | A fully-bonded bitumen membrane sandwiched tanking system typically comprises of items such as substrates, tanking membranes and pipe sleeves.
Ss_32_80_79_33 | 32 | 80 | 79 | 33 | Fully bonded flexible sheet membrane waterproofing systems | 完全接着フレキシブルシート膜防水システム
Ss_32_80_79_36 | 32 | 80 | 79 | 36 | Hard rigid plastics sheet membrane waterproofing systems | 硬質硬質プラスチックシート膜（FRP）防水システム |  | 30-70-90/190 Hard rigid plastics sheet membrane waterproofing system; |  | A hard rigid plastics sheet membrane waterproofing system typically comprises of items such as waterproof membrane and system accessories.
Ss_32_80_79_40 | 32 | 80 | 79 | 40 | High-density plastics studded membrane cavity drain waterproofing systems | 高密度プラスチックスタッドメンブレンキャビティドレイン防水システム |  | 30-70-90/145 High density plastics studded membrane cavity drain waterproofing system; | 2.5.2 External enclosing walls below ground level; 1.1.5 Basement retaining walls (default); 1.1.1 Standard foundations; 1.1.3 Lowest floor construction; | A high density plastics studded membrane cavity drain waterproofing system typically comprises of items such as substrate preparation, waterproof membranes and drainage components.
Ss_32_80_79_45 | 32 | 80 | 79 | 45 | Loose-laid bentonite membrane external or sandwiched tanking systems | 絶縁工法ベントナイト系遮水シートシステム |  | 30-70-90/150 Loose-laid bentonite membrane external or sandwiched tanking system; | 2.5.2 External enclosing walls below ground level; 1.1.5 Basement retaining walls; 7.3.1 Damp-proof courses; 1.1.1 Standard foundations; 1.1.3 Lowest floor construction (default); | A loose-laid bentonite membrane external or sandwiched tanking system typically comprises of items such as substrate preparation and tanking membranes.
Ss_32_80_79_75 | 32 | 80 | 79 | 75 | Self-adhesive bitumen membrane external tanking systems | 自己接着アスファルト膜外部タンキング（改質アスファルトコンパウンド）システム |  | 30-70-90/175 Self-adhesive bitumen membrane external tanking system; | 2.5.2 External enclosing walls below ground level; 1.1.5 Basement retaining walls (default); 7.3.1 Damp-proof courses; 1.1.1 Standard foundations; 1.1.3 Lowest floor construction; | A self-adhesive bitumen membrane external tanking system typically comprises of items such as substrates, tanking membranes and protection.
Ss_32_80_79_77 | 32 | 80 | 79 | 77 | Self-adhesive bitumen membrane sandwiched tanking systems | 自己接着アスファルト膜サンドイッチタンキングシステム |  | 30-70-90/180 Self-adhesive bitumen membrane sandwiched tanking system; | 2.5.2 External enclosing walls below ground level; 1.1.5 Basement retaining walls (default); 7.3.1 Damp-proof courses; 1.1.1 Standard foundations; 1.1.3 Lowest floor construction; | A self-adhesive bitumen membrane sandwiched tanking system typically comprises of items such as substrates, tanking membranes and pipe sleeves.
Ss_32_80_79_84 | 32 | 80 | 79 | 84 | Steel membrane waterproofing systems | 鋼膜防水（ステンレスシート防水）システム |  | 30-70-90/185 Steel membrane waterproofing system; |  | A steel membrane waterproofing system typically comprises of items such as waterproof membrane and system accessories.
Ss_32_80_79_86 | 32 | 80 | 79 | 86 | Structure-supported sheet membrane waterproofing systems | 構造支持シートメンブレン防水システム
Ss_32_80_79_90 | 32 | 80 | 79 | 90 | Tunnel sheet membrane systems | トンネルシート膜システム
Ss_32_80_79_92 | 32 | 80 | 79 | 92 | Unbonded flexible sheet membrane waterproofing systems | 非接着フレキシブルシート膜防水（機械的固定工法）システム |  | 30-70-90/195 Unbonded flexible sheet membrane waterproofing system; |  | An unbonded flexible sheet membrane waterproofing system typically comprises of items such as system performance, substrate preparation and levelling layer.
Ss_32_80_90 | 32 | 80 | 90 |  | Water feature and pond sheet-lining systems | 池や噴水等遮水シートライニングシステム | http://sheet-lining.com/index.htm |  |  | A ground supported water retention sheet lining system typically comprises of items such as substrate protection, water retention sheets and surface protection sheets.
Ss_32_80_90_35 | 32 | 80 | 90 | 35 | Ground-supported water retention sheet-lining systems | 池や噴水等遮水シートライニング（地盤面設置）システム | sheet-lining :シートライニング工法 （防食ｼｰﾄライニング協会） | 20-05-95/110 Ground supported water retention sheet lining system; | 1.1.3 Lowest floor construction; | A ground supported water retention sheet lining system typically comprises of items such as substrate protection, water retention sheets and surface protection sheets.
Ss_32_80_90_85 | 32 | 80 | 90 | 85 | Structure-supported water retention sheet-lining systems | 池や噴水等遮水シートライニング（構造躯体面設置）システム | sheet-lining :シートライニング工法 （防食ｼｰﾄライニング協会） | 20-05-95/120 Structure supported water retention sheet lining system; | 2.2.2 Balconies; 1.1.3 Lowest floor construction; 2.2.1 Floors; 2.3.3 Specialist roof systems (default); | A structure supported water retention sheet lining system typically comprises of items such as substrate lining sheets, water retention sheets and surface protection sheets.
Ss_35 | 35 |  |  |  | Stair and ramp systems | 階段および傾斜路（スロープ）システム
Ss_35_10 | 35 | 10 |  |  | Stair and ramp structure systems | 階段および傾斜路構造システム
Ss_35_10_25 | 35 | 10 | 25 |  | External stair and ramp systems | 外部階段および傾斜路（スロープ）システム |  |  |  | A ground bearing external ramp system typically comprises of items such as site preparation, surface and dpc.
Ss_35_10_25_34 | 35 | 10 | 25 | 34 | Ground bearing external ramp systems | 地面ベアリング外部ランプ（スロープ）システム |  | 30-05-25/140 Ground bearing external ramp system; |  | A ground bearing external ramp system typically comprises of items such as site preparation, surface and dpc.
Ss_35_10_25_35 | 35 | 10 | 25 | 35 | Ground bearing external stair systems | 地面軸受外部（屋外）階段システム |  | 30-05-25/135 Ground bearing external stair system; | 2.5.6 Facade access/cleaning systems; 2.4.1 Stair/ramp structures (default); | A ground bearing external stair system typically comprises of items such as surface, balustrade guarding and system accessories.
Ss_35_10_25_83 | 35 | 10 | 25 | 83 | Suspended external ramp systems | 外部ランプ（吊り構造屋外スロープ）システム
Ss_35_10_25_85 | 35 | 10 | 25 | 85 | Suspended external stair systems | 外部階段（吊り構造屋外階段）システム
Ss_35_10_30 | 35 | 10 | 30 |  | Fixed utilitarian access systems | 固定（はしご）アクセスシステム |  |  |  | A companionway ladder system typically comprises of items such as strings, steps and handrail system.
Ss_35_10_30_15 | 35 | 10 | 30 | 15 | Companionway ladder systems | 傾斜自在階段（はしご）システム |  | 30-05-30/115 Companionway ladder system; | 2.5.6 Facade access/cleaning systems; 2.4.4 Ladders/chutes/slides (default); | A companionway ladder system typically comprises of items such as strings, steps and handrail system.
Ss_35_10_30_40 | 35 | 10 | 30 | 40 | Industrial stair systems | 産業用階段（既製ユニット階段）システム |  | 30-05-30/140 Industrial stair system; | 2.4.4 Ladders/chutes/slides (default); 2.4.1 Stair/ramp structures; | An industrial stair system typically comprises of items such as frame, strings and treads.
Ss_35_10_30_60 | 35 | 10 | 30 | 60 | Permanently-fixed roof ladder systems | 屋上タラップシステム |  | 30-05-30/160 Permanently-fixed roof ladder system; | 2.5.6 Facade access/cleaning systems; 2.4.4 Ladders/chutes/slides (default); | A permanently-fixed roof ladder system typically comprises of items such as strings, rungs and steps.
Ss_35_10_30_62 | 35 | 10 | 30 | 62 | Permanently-fixed vertical ladder systems | 垂直タラップシステム |  | 30-05-30/165 Permanently-fixed vertical ladder system; | 2.5.6 Facade access/cleaning systems; 2.4.4 Ladders/chutes/slides (default); | A permanently-fixed vertical ladder system typically comprises of items such as stiles, rungs and platforms.
Ss_35_10_30_95 | 35 | 10 | 30 | 95 | Working platform and walkway systems | 作業プラットフォームと通路（点検歩廊）システム |  | 30-05-30/195 Working platform and walkway system; | 2.5.6 Facade access/cleaning systems (default); 2.4.4 Ladders/chutes/slides; | A working platform and walkway system typically comprises of items such as frame, decking and flooring and toe plates.
Ss_35_10_40 | 35 | 10 | 40 |  | Internal stair and ramp systems | 内部階段および傾斜路システム |  |  |  | A curved internal stair system typically comprises of items such as curved staircase, balustrade guarding and assembly fasteners.
Ss_35_10_40_20 | 35 | 10 | 40 | 20 | Curved internal stair systems | 螺旋階段システム |  | 30-05-40/115 Curved internal stair system; | 2.4.1 Stair/ramp structures (default); 2.4.3 Stair/ramp balustrades and handrails; | A curved internal stair system typically comprises of items such as curved staircase, balustrade guarding and assembly fasteners.
Ss_35_10_40_40 | 35 | 10 | 40 | 40 | Internal ramp systems | 内部ランプ（スロープ）システム |  | 30-05-40/140 Internal ramp system; | 2.4.1 Stair/ramp structures (default); 2.4.3 Stair/ramp balustrades and handrails; | An internal ramp system typically comprises of items such as flooring, ramp support and newels.
Ss_35_10_40_42 | 35 | 10 | 40 | 42 | Internal stair systems | 内部（屋内）階段システム |  | 30-05-40/145 Internal stair system; | 2.4.1 Stair/ramp structures (default); 2.4.3 Stair/ramp balustrades and handrails; | An internal stair system typically comprises of items such as treads, risers and stair support.
Ss_35_10_40_84 | 35 | 10 | 40 | 84 | Straight internal stair systems | ストレート内部（屋内直線）階段システム |  | 30-05-40/175 Straight internal stair system; | 2.4.1 Stair/ramp structures (default); 2.4.3 Stair/ramp balustrades and handrails; | A straight internal stair system typically comprises of items such as straight staircase, balustrade guarding and assembly fasteners.
Ss_35_10_50 | 35 | 10 | 50 |  | Marine and waterside ramp systems | 海洋および水辺の傾斜路（係留施設）システム
Ss_35_10_50_29 | 35 | 10 | 50 | 29 | Fixed ramp systems | 固定傾斜（緩傾斜堤階段工）システム
Ss_35_10_50_31 | 35 | 10 | 50 | 31 | Floating pontoon ramp systems | フローティングポンツーンランプ（浮桟橋）システム
Ss_35_10_50_42 | 35 | 10 | 50 | 42 | Integral pontoon ramp systems | 一体型ポンツーンランプ（桟橋）システム
Ss_35_10_85 | 35 | 10 | 85 |  | Structural stair and ramp systems | 構造階段および傾斜路システム |  |  |  | An in situ reinforced concrete stair or ramp system typically comprises of items such as underlay, permanent formwork and concrete.
Ss_35_10_85_15 | 35 | 10 | 85 | 15 | Concrete stair or ramp systems | コンクリート階段または傾斜路システム |  | 30-05-75/140 In situ reinforced concrete stair or ramp system; | 2.4.1 Stair/ramp structures (default); 2.4.3 Stair/ramp balustrades and handrails; | An in situ reinforced concrete stair or ramp system typically comprises of items such as underlay, permanent formwork and concrete.
Ss_35_10_85_35 | 35 | 10 | 85 | 35 | Heavy steel stair or ramp systems | 重鋼鉄階段または傾斜路システム |  | 30-05-75/135 Heavy steel stair or ramp system; | 2.4.1 Stair/ramp structures (default); 2.4.3 Stair/ramp balustrades and handrails; | A heavy steel stair or ramp system typically comprises of items such as framing members, flooring and treads and connections.
Ss_35_10_85_65 | 35 | 10 | 85 | 65 | Precast concrete stair or ramp systems | プレキャストコンクリート階段またはスロープシステム |  | 30-05-75/160 Precast concrete stair or ramp system; | 2.4.1 Stair/ramp structures (default); 2.4.3 Stair/ramp balustrades and handrails; | A precast concrete stair or ramp system typically comprises of items such as precast concrete unit, continuity reinforcement and system accessories.
Ss_35_10_85_90 | 35 | 10 | 85 | 90 | Timber stair or ramp systems | 木材階段または傾斜路システム |  | 30-05-75/185 Timber stair or ramp system; | 2.4.1 Stair/ramp structures (default); 2.4.3 Stair/ramp balustrades and handrails; | A timber stair or ramp system typically comprises of items such as timber framing members, sheets and boards and anchors to concrete and masonry.
Ss_35_30 | 35 | 30 |  |  | Stair and ramp opening systems | 階段および傾斜路開口システム
Ss_35_30_15 | 35 | 30 | 15 |  | Concrete stair and ramp glazing systems | コンクリート階段と傾斜ガラスシステム |  |  |  | A precast stair tread and landing glazing system typically comprises of items such as pre-construction survey, type of precast panel and panel fixing method.
Ss_35_30_15_15 | 35 | 30 | 15 | 15 | Concrete stair tread glazing systems | コンクリート階段踏み板ガラスシステム |  | 20-40-60/185 Precast stair tread and landing glazing system; | 2.2.2 Balconies; 2.4.1 Stair/ramp structures (default); | A precast stair tread and landing glazing system typically comprises of items such as pre-construction survey, type of precast panel and panel fixing method.
Ss_35_40 | 35 | 40 |  |  | Stair and ramp covering and finishing systems | 階段とスロープのカバーと仕上げシステム
Ss_35_40_82 | 35 | 40 | 82 |  | Stair carpeting systems | 階段カーペットシステム |  |  |  | A stair carpeting system typically comprises of items such as substrate preparation, carpet and accessories.
Ss_35_40_82_05 | 35 | 40 | 82 | 05 | Adhesive-fixed stair carpeting systems | 階段カーペット（接着工法）システム |  | 20-55-75/180 Stair carpeting system; | 2.4.2 Stair/ramp finishes (default); 3.2.1 Finishes to floors; | A stair carpeting system typically comprises of items such as substrate preparation, carpet and accessories.
Ss_35_95 | 35 | 95 |  |  | Temporary stair and ramp systems | 仮設階段および仮設斜路システム
Ss_37 | 37 |  |  |  | Tunnel, shaft, vessel and tower systems | トンネル、船舶（ベッセル）、煙突タワーシステム
Ss_37_14 | 37 | 14 |  |  | Chute systems | シュート（集積装置）システム
Ss_37_14_10 | 37 | 14 | 10 |  | Bulk material chute systems | バルク材シュート（塊状材料集積装置）システム
Ss_37_14_25 | 37 | 14 | 25 |  | Escape chute systems | 脱出シュート（救助袋）システム
Ss_37_14_70 | 37 | 14 | 70 |  | Refuse and linen chute systems | ゴミとリネンのシュート（ごみと寝具集積装置）システム |  |  |  | A built-in linen chute system typically comprises of items such as integral components, system accessories and samples required.
Ss_37_14_70_08 | 37 | 14 | 70 | 08 | Built-in linen chute systems | ビルトインリネンシュート（組込寝具集積装置）システム |  | 30-50-70/110 Built-in linen chute system; | 2.4.4 Ladders/chutes/slides (default); | A built-in linen chute system typically comprises of items such as integral components, system accessories and samples required.
Ss_37_14_70_10 | 37 | 14 | 70 | 10 | Built-in refuse chute systems | ビルトインゴミシュート（組込ごみ集積装置）システム |  | 30-50-70/115 Built-in refuse chute system; | 5.3.3 Refuse disposal (default); | A built-in refuse chute system typically comprises of items such as integral components, system accessories and samples required.
Ss_37_14_70_63 | 37 | 14 | 70 | 63 | Post-fixed linen chute systems | 固定リネンシュート（後付寝具集積装置）システム |  | 30-50-70/160 Post-fixed linen chute system; | 2.4.4 Ladders/chutes/slides (default); | A post-fixed linen chute system typically comprises of items such as integral components, system accessories and samples required.
Ss_37_14_70_65 | 37 | 14 | 70 | 65 | Post-fixed refuse chute systems | 固定ゴミシュート（後付ごみ集積装置）システム |  | 30-50-70/165 Post-fixed refuse chute system; | 2.4.4 Ladders/chutes/slides (default); | A post-fixed refuse chute system typically comprises of items such as integral components, system accessories and samples required.
Ss_37_16 | 37 | 16 |  |  | Vessel and trench systems | 船舶および海溝システム
Ss_37_16_02 | 37 | 16 | 02 |  | Above-ground pool systems | 地上プールシステム
Ss_37_16_05 | 37 | 16 | 05 |  | Basement water retaining systems | 地下水保持システム
Ss_37_16_10 | 37 | 16 | 10 |  | Bund systems | バンド（堤防）システム
Ss_37_16_10_32 | 37 | 16 | 10 | 32 | Fuel tank bund systems | 燃料タンク堤防システム
Ss_37_16_50 | 37 | 16 | 50 |  | Metal and plastics water retaining systems | 金属とプラスチックの保水システム
Ss_37_16_65 | 37 | 16 | 65 |  | Pond and wetland systems | 池と湿地システム |  |  |  | An informal pond system typically comprises of items such as substrate preparation, water supply and inflow control.
Ss_37_16_65_40 | 37 | 16 | 65 | 40 | Informal pond systems | 略式池システム |  | 30-60-60/130 Informal pond system; | 8.3.3 Irrigation systems; 8.6.2 Ancillary drainage systems; 8.5.2 Ornamental features (default); 5.13.5 Water features; | An informal pond system typically comprises of items such as substrate preparation, water supply and inflow control.
Ss_37_16_65_70 | 37 | 16 | 65 | 70 | Raised formal pond systems | 庭園池システム |  | 30-60-60/170 Raised formal pond system; | 8.3.3 Irrigation systems; 8.6.2 Ancillary drainage systems; 8.5.2 Ornamental features (default); 5.13.5 Water features; | A raised formal pond system typically comprises of items such as substrate preparation, water supply and water quality control.
Ss_37_16_65_85 | 37 | 16 | 65 | 85 | Submerged formal pond systems | 冠水池システム |  | 30-60-60/175 Submerged formal pond system; | 8.3.3 Irrigation systems; 8.6.2 Ancillary drainage systems; 8.5.2 Ornamental features (default); 5.13.5 Water features; | A submerged formal pond system typically comprises of items such as substrate preparation, water supply and water quality control.
Ss_37_16_65_95 | 37 | 16 | 65 | 95 | Wetland systems | 湿地システム |  | 30-60-60/180 Wetland system; | 8.3.3 Irrigation systems; 8.6.2 Ancillary drainage systems (default); 8.5.2 Ornamental features; | A wetland system typically comprises of items such as substrate preparation, water supply and lining.
Ss_37_16_75 | 37 | 16 | 75 |  | Silo systems | サイロ（貯蔵庫）システム
Ss_37_16_90 | 37 | 16 | 90 |  | Trench, pipeway and pit systems | トレンチ、パイプウェイ、ピットシステム |  |  |  | An external underground surface duct system typically comprises of items such as duct, access chambers and access chambers units.
Ss_37_16_90_11 | 37 | 16 | 90 | 11 | Cable protection systems | ケーブル保護システム
Ss_37_16_90_28 | 37 | 16 | 90 | 28 | External underground service duct systems | 外部地下給水管システム |  | 30-15-85/120 External underground surface duct system; | 8.7.11 Builder's work in connection with external services (default); | An external underground surface duct system typically comprises of items such as duct, access chambers and access chambers units.
Ss_37_16_90_63 | 37 | 16 | 90 | 63 | Pit systems | ピットシステム
Ss_37_16_95 | 37 | 16 | 95 |  | Watertight structural systems | 防水構造システム
Ss_37_16_95_78 | 37 | 16 | 95 | 78 | Sewage treatment vessel systems | 下水処理船システム
Ss_37_17 | 37 | 17 |  |  | Tower, chimney and mast systems | タワー、煙突、マストシステム
Ss_37_17_13 | 37 | 17 | 13 |  | Chimney systems | 煙突システム |  |  |  | A masonry chimney stack system typically comprises of items such as dpc, dpc sealer and masonry between dpc and roof level.
Ss_37_17_13_50 | 37 | 17 | 13 | 50 | Masonry chimney stack systems | 石積みの煙突スタックシステム |  | 25-10-55/180 Masonry chimney stack system; | 2.7.1 Walls and partitions; 2.5.1 External enclosing walls above ground level (default); 5.5.1 Heat source; 2.3.1 Roof structure; | A masonry chimney stack system typically comprises of items such as dpc, dpc sealer and masonry between dpc and roof level.
Ss_37_17_13_65 | 37 | 17 | 13 | 65 | Pollution control systems | 汚染防止システム
Ss_37_17_35 | 37 | 17 | 35 |  | Gantry systems | ガントリー（構台）システム
Ss_37_17_35_11 | 37 | 17 | 35 | 11 | Cantilever gantry systems | カンチレバーガントリー（片持ち構台）システム
Ss_37_17_35_32 | 37 | 17 | 35 | 32 | Full span gantry systems | フルスパンガントリー（全範囲構台）システム
Ss_37_17_35_50 | 37 | 17 | 35 | 50 | Mast arm sign gantry systems | マストアームサインガントリー（信号機支持腕）システム
Ss_37_17_35_60 | 37 | 17 | 35 | 60 | Portal sign gantry systems | ポータルサインガントリー（大型道路標識支持構台）システム
Ss_37_17_35_70 | 37 | 17 | 35 | 70 | Reefer gantry systems | リーファーガントリーシステム
Ss_37_17_45 | 37 | 17 | 45 |  | Lattice tower and pylon systems | ラティスタワーとパイロンシステム
Ss_37_17_50 | 37 | 17 | 50 |  | Mast and pole systems | マストおよびポール（帆柱）システム
Ss_37_17_50_54 | 37 | 17 | 50 | 54 | Multi-function pole systems | 多機能ポールシステム
Ss_37_17_50_72 | 37 | 17 | 50 | 72 | Road mast systems | ロードマスト（道路帆柱）システム
Ss_37_17_90 | 37 | 17 | 90 |  | Tower systems | タワーシステム
Ss_37_40 | 37 | 40 |  |  | Tunnel, shaft, vessel and tower covering and finishing systems | トンネル、シャフト、ベッセル、タワーのカバーおよび仕上げシステム
Ss_37_40_85 | 37 | 40 | 85 |  | Swimming pool tiling systems | スイミングプールタイルシステム |  |  |  | A swimming pool floor tiling system typically comprises of items such as substrate preparation, tiling and movement joints.
Ss_37_40_85_83 | 37 | 40 | 85 | 83 | Swimming pool floor tiling systems | プール床タイルシステム |  | 30-70-75/175 Swimming pool floor tiling system; | 3.2.1 Finishes to floors (default); | A swimming pool floor tiling system typically comprises of items such as substrate preparation, tiling and movement joints.
Ss_37_40_85_85 | 37 | 40 | 85 | 85 | Swimming pool wall tiling systems | プール壁タイルシステム |  | 30-70-75/180 Swimming pool wall tiling system; | 3.1.1 Wall finishes (default); | A swimming pool wall tiling system typically comprises of items such as substrate preparation, tiling and system accessories.
Ss_37_50 | 37 | 50 |  |  | Shaft and tunnel structural systems | シャフトおよびトンネル構造システム
Ss_37_50_80 | 37 | 50 | 80 |  | Shaft structure systems | シャフト構造システム |  |  |  | An in situ reinforced concrete shaft structure system typically comprises of items such as cap, concrete and reinforcement.
Ss_37_50_80_50 | 37 | 50 | 80 | 50 | Masonry lined shaft systems | 石積み裏地シャフトシステム
Ss_37_50_80_71 | 37 | 50 | 80 | 71 | Reinforced concrete shaft structure systems | 鉄筋コンクリートシャフト構造システム
Ss_37_50_80_77 | 37 | 50 | 80 | 77 | Segmental shaft structure systems | 分節シャフト構造システム |  | 30-30-10/130 In situ reinforced concrete shaft structure system; |  | An in situ reinforced concrete shaft structure system typically comprises of items such as cap, concrete and reinforcement.
Ss_37_50_80_83 | 37 | 50 | 80 | 83 | Sprayed concrete shaft lining systems | スプレー（吹付け）コンクリートシャフトライニングシステム |  | 30-30-10/120 Sprayed concrete shaft lining system; |  | A sprayed concrete shaft lining system typically comprises of items such as cap, shaft lining and waterproofing.
Ss_37_50_80_90 | 37 | 50 | 80 | 90 | Unit lined shaft systems | ユニットライニングシャフトシステム |  | 30-30-10/110 Segmental shaft structure system; |  | A segmental shaft structure system typically comprises of items such as cap, shaft lining and cross joints.
Ss_37_50_92 | 37 | 50 | 92 |  | Tunnel structure systems | トンネル構造システム |  |  |  | A colliery arch tunnel or adit system typically comprises of items such as footing, main structural elements and interconnecting rails.
Ss_37_50_92_11 | 37 | 50 | 92 | 11 | Cast concrete tunnel invert systems | キャストコンクリートトンネル反転（インバート）システム
Ss_37_50_92_15 | 37 | 50 | 92 | 15 | Colliery arch tunnel or adit systems | 炭鉱リアーチトンネルまたはアドジットシステム |  | 30-15-10/101 Colliery arch tunnel or adit system; |  | A colliery arch tunnel or adit system typically comprises of items such as footing, main structural elements and interconnecting rails.
Ss_37_50_92_50 | 37 | 50 | 92 | 50 | Masonry tunnel structure systems | 石積みトンネル構造システム |  | 30-15-10/150 Masonry tunnel structure system; |  | A masonry tunnel structure system typically comprises of items such as base, walls and roof.
Ss_37_50_92_64 | 37 | 50 | 92 | 64 | Primary regulating layer sprayed concrete lining systems | 一次調整層スプレーコンクリートライニングシステム
Ss_37_50_92_66 | 37 | 50 | 92 | 66 | Primary sprayed concrete lining systems | 一次吹き付けコンクリートライニングシステム
Ss_37_50_92_71 | 37 | 50 | 92 | 71 | Reinforced concrete tunnel structure systems | 鉄筋コンクリートトンネル構造システム |  | 30-15-10/140 In situ reinforced concrete tunnel structure system; |  | An in situ reinforced concrete tunnel structure system typically comprises of items such as base, walls and roof.
Ss_37_50_92_75 | 37 | 50 | 92 | 75 | Secondary cast concrete lining systems | 二次キャストコンクリートライニングシステム
Ss_37_50_92_76 | 37 | 50 | 92 | 76 | Secondary regulating layer sprayed concrete lining systems | 二次調整層スプレーコンクリートライニングシステム
Ss_37_50_92_77 | 37 | 50 | 92 | 77 | Secondary sprayed concrete lining systems | 二次吹き付けコンクリートライニングシステム
Ss_37_50_92_79 | 37 | 50 | 92 | 79 | Sectional tunnel structure systems | 断面トンネル構造システム |  | 30-15-10/130 Sectional tunnel structure system; |  | A sectional tunnel structure system typically comprises of items such as foundation, walls and anchorages.
Ss_37_50_92_83 | 37 | 50 | 92 | 83 | Sprayed concrete tunnel lining systems | スプレーコンクリートトンネルライニングシステム |  | 30-15-10/120 Sprayed concrete tunnel lining system; |  | A sprayed concrete tunnel lining system typically comprises of items such as tunnel lining, ground improvement and waterproofing.
Ss_37_50_92_90 | 37 | 50 | 92 | 90 | Unit lined tunnel systems | ユニット内張りトンネルシステム |  | 30-15-10/110 Unit lined tunnel system; |  | A unit lined tunnel system typically comprises of items such as tunnel lining, radial joints and circumferential joints.
Ss_37_55 | 37 | 55 |  |  | Tunnel and shaft opening systems | トンネルおよびシャフト開口システム
Ss_37_55_60 | 37 | 55 | 60 |  | Opening frame systems | オープニングフレームシステム
Ss_37_55_60_90 | 37 | 55 | 60 | 90 | Tunnel opening frame systems | トンネル開口フレームシステム
Ss_37_60 | 37 | 60 |  |  | Tunnel, shaft, vessel and tower accessory systems | トンネル、シャフト、ベッセル、タワーの付属システム
Ss_37_95 | 37 | 95 |  |  | Temporary tunnel, shaft, vessel and tower systems | 一時的なトンネル、シャフト、ベッセル、タワーシステム
Ss_40 | 40 |  |  |  | Signage, fittings, furnishings and equipment (FF&E) and general finishing systems | 標識、付属品、備品、設備、（FF&E）仕上材システム
Ss_40_05 | 40 | 05 |  |  | Modular systems | モジュラー（設備ユニット）システム
Ss_40_05_80 | 40 | 05 | 80 |  | Sanitary modular systems | サニタリーモジュラー（手洗いユニット）システム
Ss_40_05_80_10 | 40 | 05 | 80 | 10 | Bathroom pod systems | 浴室ポッド（ユニットバス）システム
Ss_40_10 | 40 | 10 |  |  | Signage systems | サイネージシステム
Ss_40_10_20 | 40 | 10 | 20 |  | Direction signage systems | 方向標識システム
Ss_40_10_20_70 | 40 | 10 | 20 | 70 | Route marker signage systems | ルートマーカー（道しるべ）標識システム
Ss_40_10_20_96 | 40 | 10 | 20 | 96 | Wayfinding signage systems | 道案内標識システム
Ss_40_10_25 | 40 | 10 | 25 |  | External signage and interpretation systems | 外部標識および解釈（通訳）システム |  |  |  | An external electrical signage system typically comprises of items such as sign type, posts and post foundations.
Ss_40_10_25_25 | 40 | 10 | 25 | 25 | Electrical external signage systems | 電気外部看板システム |  | 35-80-25/130 External electrical signage system; | 8.7.9 External street lighting systems (default); 8.5.1 Site/street furniture and equipment; | An external electrical signage system typically comprises of items such as sign type, posts and post foundations.
Ss_40_10_25_30 | 40 | 10 | 25 | 30 | Fixed external signage systems | 固定外部看板システム |  | 35-80-25/110 Fixed external signage system; | 8.5.1 Site/street furniture and equipment (default); | A fixed external signage system typically comprises of items such as sign type, fixings and samples required.
Ss_40_10_25_32 | 40 | 10 | 25 | 32 | Free-standing external architectural signage systems | 自立型の外部建築看板システム |  | 35-80-25/120 Free standing external signage system; | 8.5.1 Site/street furniture and equipment (default); | A free standing external signage system typically comprises of items such as sign type, posts and post foundations.
Ss_40_10_30 | 40 | 10 | 30 |  | Fire and safety signage systems | 消防および安全標識システム |  |  |  | An evacuation and safe condition sign system typically comprises of items such as sign type and sample required.
Ss_40_10_30_20 | 40 | 10 | 30 | 20 | Emergency 'do not enter' signage systems | 緊急の「立ち入り禁止」の看板システム
Ss_40_10_30_25 | 40 | 10 | 30 | 25 | Evacuation and safe condition signage systems | 避難および安全状態標識システム |  | 35-80-30/120 Evacuation and safe condition sign system; |  | An evacuation and safe condition sign system typically comprises of items such as sign type and sample required.
Ss_40_10_30_27 | 40 | 10 | 30 | 27 | Evacuation and safety way guidance systems | 避難・安全道案内システム |  | 35-80-30/130 Evacuation and safety way guidance system; |  | An evacuation and safety way guidance system typically comprises of items such as material and sample required.
Ss_40_10_30_30 | 40 | 10 | 30 | 30 | Fire signage systems | 消防標識システム
Ss_40_10_30_36 | 40 | 10 | 30 | 36 | Hazard signage systems | 危険標識システム
Ss_40_10_30_70 | 40 | 10 | 30 | 70 | Regulatory signage systems | 規制標識システム
Ss_40_10_30_75 | 40 | 10 | 30 | 75 | Safety signage systems | 安全標識システム |  | 35-80-30/110 Safety signage system; | 5.8.3 Lighting installations; 4.1.4 Signs/notices (default); 8.7.9 External street lighting systems; 8.5.1 Site/street furniture and equipment; | A safety signage system typically comprises of items such as sign type, fixings and samples required.
Ss_40_10_30_93 | 40 | 10 | 30 | 93 | Warning signage systems | 警告標識システム
Ss_40_10_30_95 | 40 | 10 | 30 | 95 | Water safety signage systems | 水安全標識システム |  | 35-80-30/140 Water safety sign system; |  | A water safety sign system typically comprises of items such as sign type and sample required.
Ss_40_10_35 | 40 | 10 | 35 |  | Identification signage systems | 識別標識システム
Ss_40_10_35_10 | 40 | 10 | 35 | 10 | Building signage systems | 建物サイネージシステム
Ss_40_10_35_70 | 40 | 10 | 35 | 70 | Room signage systems | 部屋サイネージシステム
Ss_40_10_35_80 | 40 | 10 | 35 | 80 | Spaces signage systems | 空間サイネージシステム
Ss_40_10_40 | 40 | 10 | 40 |  | Internal architectural signage systems | 内部建築看板システム |  |  |  | An internal electrical architectural signage system typically comprises of items such as sign type, supports and fixings and samples required.
Ss_40_10_40_25 | 40 | 10 | 40 | 25 | Electrical internal architectural signage systems | 電気式内部建築用サイネージシステム |  | 35-80-40/140 Internal electrical architectural signage system; | 5.8.3 Lighting installations (default); | An internal electrical architectural signage system typically comprises of items such as sign type, supports and fixings and samples required.
Ss_40_10_40_30 | 40 | 10 | 40 | 30 | Fixed internal architectural signage systems | 固定式内部建築用サイネージシステム |  | 35-80-40/110 Internal fixed architectural signage system; | 4.1.4 Signs/notices (default); | An internal fixed architectural signage system typically comprises of items such as sign type, fixings and samples required.
Ss_40_10_40_32 | 40 | 10 | 40 | 32 | Free-standing internal architectural signage systems | 自立型内部建築用サイネージシステム |  | 35-80-40/120 Internal free standing architectural signage system; | 4.1.4 Signs/notices (default); | An internal free standing architectural signage system typically comprises of items such as sign type and samples required.
Ss_40_10_50 | 40 | 10 | 50 |  | Information signage systems | 情報サイネージ（標識）システム
Ss_40_10_50_03 | 40 | 10 | 50 | 03 | Advertising signage systems | 広告看板システム
Ss_40_10_50_05 | 40 | 10 | 50 | 05 | Advisory signage systems | アドバイザリーサイネージ（勧告標識）システム
Ss_40_10_50_22 | 40 | 10 | 50 | 22 | Descriptive signage systems | 説明的標識システム
Ss_40_10_50_24 | 40 | 10 | 50 | 24 | Directory signage systems | ディレクトリサイネージ（住所標識）システム
Ss_40_10_50_42 | 40 | 10 | 50 | 42 | Interpretive signage systems | 通訳標識システム
Ss_40_10_90 | 40 | 10 | 90 |  | Traffic signage and marking systems | 交通標識およびマーキングシステム
Ss_40_10_90_03 | 40 | 10 | 90 | 03 | Air traffic signage systems | 航空交通標識システム
Ss_40_10_90_18 | 40 | 10 | 90 | 18 | Crossing road marking systems | 横断道路標示システム
Ss_40_10_90_20 | 40 | 10 | 90 | 20 | Cycle traffic signage systems | 自転車交通標識システム
Ss_40_10_90_23 | 40 | 10 | 90 | 23 | Diagrammatic road marking systems | 図式道路標示システム
Ss_40_10_90_36 | 40 | 10 | 90 | 36 | Hatched road marking systems | 路面標示システム
Ss_40_10_90_50 | 40 | 10 | 90 | 50 | Marine traffic signage systems | 海上交通標識システム
Ss_40_10_90_70 | 40 | 10 | 90 | 70 | Rail traffic signage systems | 鉄道交通標識システム
Ss_40_10_90_72 | 40 | 10 | 90 | 72 | Road traffic signage systems | 道路標識システム
Ss_40_15 | 40 | 15 |  |  | General fittings, furnishings and equipment (FF&E) systems | 一般家具、備品、設備（FF&E）システム
Ss_40_15_25 | 40 | 15 | 25 |  | Catering FF&E systems | ケータリングFF&Eシステム |  |  |  | A commercial catering fittings, furnishings and equipment system typically comprises of items such as refrigeration, storage and food preparation.
Ss_40_15_25_15 | 40 | 15 | 25 | 15 | Commercial catering FF&E systems | 商業用ケータリングFF&Eシステム |  | 35-70-20/115 Commercial catering fittings, furnishings and equipment system; | 4.1.3 Special purpose fittings, furnishings and equipment (default); | A commercial catering fittings, furnishings and equipment system typically comprises of items such as refrigeration, storage and food preparation.
Ss_40_15_25_20 | 40 | 15 | 25 | 20 | Domestic catering FF&E systems | 家庭用ケータリングFF&Eシステム |  | 35-70-20/120 Domestic catering fittings, furnishings and equipment system; | 4.1.2 Domestic kitchen fittings and equipment (default); | A domestic catering fittings, furnishings and equipment system typically comprises of items such as equipment and accessories.
Ss_40_15_35 | 40 | 15 | 35 |  | General and joinery FF&E systems | 一般および造作家具FF&Eシステム |  |  |  | A general fittings, furnishings and equipment system typically comprises of items such as fittings, furnishings and equipment.
Ss_40_15_35_35 | 40 | 15 | 35 | 35 | General FF&E systems | 一般家具FF&E |  | 35-05-35/135 General fittings, furnishings and equipment system; | 4.1.1 General fittings, furnishings and equipment (default); | A general fittings, furnishings and equipment system typically comprises of items such as fittings, furnishings and equipment.
Ss_40_15_35_50 | 40 | 15 | 35 | 50 | Minor joinery systems | 造作家具FF&E |  | 35-05-50/150 Minor joinery system; | 4.1.1 General fittings, furnishings and equipment (default); | A minor joinery system typically comprises of items such as sundry items, rails and guards and perimeter and junction trims.
Ss_40_15_46 | 40 | 15 | 46 |  | Laundry FF&E systems | ランドリーFF&Eシステム |  |  |  | A laundry fittings, furnishings and equipment system typically comprises of items such as equipment and system accessories.
Ss_40_15_46_15 | 40 | 15 | 46 | 15 | Commercial laundry FF&E systems | 業務用ランドリーFF&Eシステム |  | 35-70-50/110 Laundry fittings, furnishings and equipment system; | 4.1.3 Special purpose fittings, furnishings and equipment (default); | A laundry fittings, furnishings and equipment system typically comprises of items such as equipment and system accessories.
Ss_40_15_46_20 | 40 | 15 | 46 | 20 | Domestic laundry FF&E systems | 家庭用ランドリーFF&Eシステム |  | 35-70-50/110 Laundry fittings, furnishings and equipment system; | 4.1.3 Special purpose fittings, furnishings and equipment (default); | A laundry fittings, furnishings and equipment system typically comprises of items such as equipment and system accessories.
Ss_40_15_58 | 40 | 15 | 58 |  | Office equipment systems | オフィス機器システム
Ss_40_15_58_50 | 40 | 15 | 58 | 50 | Meeting booth systems | 会議ブースシステム
Ss_40_15_75 | 40 | 15 | 75 |  | Sanitary appliance systems | 衛生器具システム |  |  |  | An accessible wc package assembly typically comprises of items such as components and system accessories.
Ss_40_15_75_02 | 40 | 15 | 75 | 02 | Accessible WC package systems | アクセシブルなWCパッケージ（多目的トイレ）システム |  | 35-70-70/140 Accessible WC package assembly; | 5.1.2 Sanitary ancillaries (default); 5.1.1 Sanitary appliances; | An accessible wc package assembly typically comprises of items such as components and system accessories.
Ss_40_15_75_05 | 40 | 15 | 75 | 05 | Bath systems | バスシステム |  | 35-70-70/110 Bath assembly; | 5.1.1 Sanitary appliances (default); | A bath assembly typically comprises of items such as components and system accessories.
Ss_40_15_75_10 | 40 | 15 | 75 | 10 | Bidet systems | ビデシステム |  | 35-70-70/112 Bidet assembly; | 5.1.1 Sanitary appliances (default); | A bidet assembly typically comprises of items such as components and system accessories.
Ss_40_15_75_20 | 40 | 15 | 75 | 20 | Disposal unit (slop hopper) systems | 廃棄ユニット（スロップホッパー）システム |  | 35-70-70/132 Disposal unit (slop hopper) assembly; | 5.1.1 Sanitary appliances (default); | A disposal unit (slop hopper) assembly typically comprises of items such as components and system accessories.
Ss_40_15_75_25 | 40 | 15 | 75 | 25 | Drinking fountain systems | 飲用噴水（水飲み）システム |  | 35-70-70/146 Drinking fountain assembly; | 5.1.1 Sanitary appliances (default); | A drinking fountain assembly typically comprises of items such as components and system accessories.
Ss_40_15_75_35 | 40 | 15 | 75 | 35 | Health care macerator systems | ヘルスケアマセレーター（便尿器等粉砕排水処理装置）システム |  | 35-70-70/152 Health care macerator assembly; | 5.1.2 Sanitary ancillaries (default); | A health care macerator assembly typically comprises of items such as components and electrical supply.
Ss_40_15_75_45 | 40 | 15 | 75 | 45 | Janitorial unit systems | 用務ユニット（施設管理ユニット）システム |  | 35-70-70/120 Janitorial unit assembly; | 5.1.1 Sanitary appliances (default); | A janitorial unit assembly typically comprises of items such as components.
Ss_40_15_75_75 | 40 | 15 | 75 | 75 | Sanitary accessory systems | サニタリーアクセサリー（衛生付属品）システム |  | 35-70-70/190 Sanitary accessories; | 5.1.2 Sanitary ancillaries (default); | A sanitary accessories typically comprises of items such as sanitary fixtures fittings and equipment, fixings and fasteners and sealing.
Ss_40_15_75_77 | 40 | 15 | 75 | 77 | Scrub-up trough systems | スクラブアップトラフ（槽洗浄）システム |  | 35-70-70/130 Scrub-up trough assembly; | 5.1.1 Sanitary appliances (default); | A scrub-up trough assembly typically comprises of items such as components.
Ss_40_15_75_78 | 40 | 15 | 75 | 78 | Shower area systems | シャワーエリアシステム |  | 35-70-70/114 Shower area assembly; | 5.1.1 Sanitary appliances (default); | A shower area assembly typically comprises of items such as components and system accessories.
Ss_40_15_75_79 | 40 | 15 | 75 | 79 | Shower cubicle systems | シャワー室システム |  | 35-70-70/116 Shower cubicle assembly; | 5.1.2 Sanitary ancillaries (default); | A shower cubicle assembly typically comprises of items such as components and system accessories.
Ss_40_15_75_80 | 40 | 15 | 75 | 80 | Sink systems | シンクシステム |  | 35-70-70/118 Sink assembly; | 5.1.1 Sanitary appliances; | A sink assembly typically comprises of items such as components and system accessories.
Ss_40_15_75_83 | 40 | 15 | 75 | 83 | Squatting WC systems | 和式トイレシステム
Ss_40_15_75_91 | 40 | 15 | 75 | 91 | Urinal systems | 小便器システム |  | 35-70-70/122 Urinal assembly; | 5.1.1 Sanitary appliances (default); | An urinal assembly typically comprises of items such as components and system accessories.
Ss_40_15_75_92 | 40 | 15 | 75 | 92 | Washbasin systems | 洗面器システム |  | 35-70-70/124 Wash basin assembly; | 5.1.1 Sanitary appliances (default); | A wash basin assembly typically comprises of items such as components and system accessories.
Ss_40_15_75_93 | 40 | 15 | 75 | 93 | Wash fountain systems | 手洗い器システム |  | 35-70-70/126 Wash fountain assembly; | 5.1.1 Sanitary appliances (default); | A wash fountain assembly typically comprises of items such as components and system accessories.
Ss_40_15_75_94 | 40 | 15 | 75 | 94 | Wash trough systems | 洗面台システム |  | 35-70-70/128 Wash trough assembly; | 5.1.1 Sanitary appliances (default); | A wash trough assembly typically comprises of items such as components and system accessories.
Ss_40_15_75_95 | 40 | 15 | 75 | 95 | Waterless toilet systems | 無水式トイレシステム |  | 35-70-70/138 Waterless WC assembly; | 5.1.1 Sanitary appliances (default); | A waterless wc assembly typically comprises of items such as components and system accessories.
Ss_40_15_75_96 | 40 | 15 | 75 | 96 | WC and washbasin combination systems | トイレ・洗面ユニットシステム |  | 35-70-70/144 WC and washbasin combination assembly; | 5.1.1 Sanitary appliances (default); | A wc and washbasin combination assembly typically comprises of items such as components and system accessories.
Ss_40_15_75_97 | 40 | 15 | 75 | 97 | WC systems | トイレシステム |  | 35-70-70/134 WC assembly; | 5.1.1 Sanitary appliances (default); | A wc assembly typically comprises of items such as wc suite standard, components and system accessories.
Ss_40_15_75_98 | 40 | 15 | 75 | 98 | WC wash and dry combination systems | 洗浄・温風乾燥機能付ウォシュレットシステム |  | 35-70-70/142 WC wash and dry combination assembly; | 5.1.1 Sanitary appliances (default); | A wc wash and dry combination assembly typically comprises of items such as components, electrical supply and system accessories.
Ss_40_15_77 | 40 | 15 | 77 |  | Sauna FF&E systems | サウナFF&Eシステム |  |  |  | A sauna package assembly typically comprises of items such as components, ventilation and electrical supply.
Ss_40_15_77_76 | 40 | 15 | 77 | 76 | Sauna package systems | サウナパッケージシステム |  | 35-70-70/148 Sauna package assembly; | 5.13.3 Specialist mechanical installations (default); | A sauna package assembly typically comprises of items such as components, ventilation and electrical supply.
Ss_40_15_85 | 40 | 15 | 85 |  | Steam FF&E systems | スチームFF＆Eシステム |  |  |  | A steam bath package assembly typically comprises of items such as components, ventilation and electrical supply.
Ss_40_15_85_85 | 40 | 15 | 85 | 85 | Steam bath package systems | スチームバスパッケージ（蒸気式サウナユニット）システム |  | 35-70-70/150 Steam bath package assembly; | 5.13.3 Specialist mechanical installations (default); | A steam bath package assembly typically comprises of items such as components, ventilation and electrical supply.
Ss_40_20 | 40 | 20 |  |  | Administrative, commercial and protective service FF&E systems | 行政、事務、商業、保護サービスのFF&Eシステム
Ss_40_20_01 | 40 | 20 | 01 |  | Administrative FF&E systems | 事務用FF&Eシステム |  |  |  | An office fittings, furnishings and equipment system typically comprises of items such as fittings, furnishings and equipment.
Ss_40_20_01_27 | 40 | 20 | 01 | 27 | Embassy FF&E systems | 大使館FF&Eシステム
Ss_40_20_01_60 | 40 | 20 | 01 | 60 | Office FF&E systems | オフィスFF&Eシステム |  | 35-10-60/160 Office fittings, furnishings and equipment system; | 4.1.1 General fittings, furnishings and equipment (default); | An office fittings, furnishings and equipment system typically comprises of items such as fittings, furnishings and equipment.
Ss_40_20_01_71 | 40 | 20 | 01 | 71 | Reception FF&E systems | 受付FF&Eシステム
Ss_40_20_15 | 40 | 20 | 15 |  | Commercial FF&E systems | 商業用FF&Eシステム
Ss_40_20_15_71 | 40 | 20 | 15 | 71 | Retail FF&E systems | 小売FF&Eシステム
Ss_40_20_15_89 | 40 | 20 | 15 | 89 | Trading floor FF&E systems | 取引場FF&Eシステム
Ss_40_20_30 | 40 | 20 | 30 |  | External public realm FF&E systems | 外部パブリックエリアFF&Eシステム |  |  |  | An acceptance and dispensing system typically comprises of items such as foundations, fittings and site applied finishes.
Ss_40_20_30_01 | 40 | 20 | 30 | 01 | Acceptance and dispensing systems | 受け入れおよび分配システム |  | 35-35-30/105 Acceptance and dispensing system; | 8.5.1 Site/street furniture and equipment (default); | An acceptance and dispensing system typically comprises of items such as foundations, fittings and site applied finishes.
Ss_40_20_30_28 | 40 | 20 | 30 | 28 | External furniture systems | 外部家具システム |  | 35-35-30/130 External furniture system; | 8.5.1 Site/street furniture and equipment (default); | An external furniture system typically comprises of items such as foundations, external furniture and site applied finishes.
Ss_40_20_30_30 | 40 | 20 | 30 | 30 | Fixed bin systems | 固定式ゴミ容器システム |  | 35-35-30/140 Fixed bin system; | 8.5.1 Site/street furniture and equipment (default); | A fixed bin system typically comprises of items such as foundations, bins and site applied finishes.
Ss_40_20_30_65 | 40 | 20 | 30 | 65 | Playground equipment systems | 遊具設備システム |  | 35-35-55/105 Playground equipment; | 4.1.3 Special purpose fittings, furnishings and equipment; 8.5.1 Site/street furniture and equipment (default); | A playground equipment system typically comprises of items such as system fabricator, foundations and mounting platform.
Ss_40_20_65 | 40 | 20 | 65 |  | Protective service FF&E systems | 保安サービスFF&Eシステム
Ss_40_20_65_22 | 40 | 20 | 65 | 22 | Detention FF&E systems | 拘留FF&Eシステム
Ss_40_20_65_25 | 40 | 20 | 65 | 25 | Emergency shelter FF&E systems | 緊急避難所FF&Eシステム
Ss_40_20_65_46 | 40 | 20 | 65 | 46 | Law court FF&E systems | 法廷FF&Eシステム
Ss_40_25 | 40 | 25 |  |  | Cultural, educational, scientific and information FF&E systems | 文化、教育、科学、情報のFF&Eシステム
Ss_40_25_20 | 40 | 25 | 20 |  | Cultural FF&E systems | 文化的FF&Eシステム |  |  |  | An artwork system typically comprises of items such as system fabricator, foundations and artwork.
Ss_40_25_20_02 | 40 | 25 | 20 | 02 | Aquarium FF&E systems | 水族館FF&Eシステム
Ss_40_25_20_03 | 40 | 25 | 20 | 03 | Art gallery FF&E systems | 美術館FF&Eシステム
Ss_40_25_20_04 | 40 | 25 | 20 | 04 | Artwork systems | 美術・工芸製作システム |  | 35-35-30/110 Artwork system; | 8.5.2 Ornamental features (default); | An artwork system typically comprises of items such as system fabricator, foundations and artwork.
Ss_40_25_20_05 | 40 | 25 | 20 | 05 | Auditorium FF&E systems | 講堂FF&Eシステム |  | 35-15-05/105 Auditoria fittings, furnishings and equipment system; | 4.1.1 General fittings, furnishings and equipment (default); | An auditoria fittings, furnishings and equipment system typically comprises of items such as fittings, furnishings and equipment.
Ss_40_25_20_22 | 40 | 25 | 20 | 22 | Display FF&E systems | 展示FF&Eシステム
Ss_40_25_20_28 | 40 | 25 | 20 | 28 | Exhibition FF&E systems | 展示会FF&Eシステム
Ss_40_25_20_85 | 40 | 25 | 20 | 85 | Studio FF&E systems | スタジオFF&Eシステム
Ss_40_25_20_90 | 40 | 25 | 20 | 90 | Theatre FF&E systems | シアターFF&Eシステム
Ss_40_25_26 | 40 | 25 | 26 |  | Education and information FF&E systems | 教育および情報FF&Eシステム |  |  |  | A classroom fittings, furnishings and equipment system typically comprises of items such as fittings, furnishings and equipment.
Ss_40_25_26_15 | 40 | 25 | 26 | 15 | Classroom FF&E systems | 教室用FF&Eシステム |  | 35-15-15/115 Classroom fittings, furnishings and equipment system; | 4.1.1 General fittings, furnishings and equipment (default); | A classroom fittings, furnishings and equipment system typically comprises of items such as fittings, furnishings and equipment.
Ss_40_25_26_47 | 40 | 25 | 26 | 47 | Library FF&E systems | 図書館FF&Eシステム
Ss_40_25_32 | 40 | 25 | 32 |  | Funerary FF&E systems | 葬儀用のFF&Eシステム
Ss_40_25_32_12 | 40 | 25 | 32 | 12 | Cemetery equipment systems | 墓地設備システム
Ss_40_25_71 | 40 | 25 | 71 |  | Religious FF&E systems | 宗教的なFF&Eシステム
Ss_40_25_71_11 | 40 | 25 | 71 | 11 | Cathedral, church and chapel FF&E systems | 大聖堂、教会、礼拝堂のFF&Eシステム
Ss_40_25_71_52 | 40 | 25 | 71 | 52 | Mosque FF&E systems | モスク（イスラム教礼拝堂）FF&Eシステム
Ss_40_25_71_86 | 40 | 25 | 71 | 86 | Synagogue FF&E systems | シナゴーグ（ユダヤ教会）FF&Eシステム
Ss_40_25_71_90 | 40 | 25 | 71 | 90 | Temple FF&E systems | テンプル（寺院）FF&Eシステム
Ss_40_25_75 | 40 | 25 | 75 |  | Scientific FF&E systems | 科学的FF&Eシステム |  |  |  | A laboratory fittings, furnishings and equipment system typically comprises of items such as fittings, furnishings and equipment.
Ss_40_25_75_21 | 40 | 25 | 75 | 21 | Dark room FF&E systems | 暗室用FF&Eシステム
Ss_40_25_75_45 | 40 | 25 | 75 | 45 | Laboratory FF&E systems | 実験室用FF&Eシステム |  | 35-15-45/145 Laboratory fittings, furnishings and equipment system; | 4.1.3 Special purpose fittings, furnishings and equipment (default); | A laboratory fittings, furnishings and equipment system typically comprises of items such as fittings, furnishings and equipment.
Ss_40_25_75_58 | 40 | 25 | 75 | 58 | Observatory FF&E systems | 展望台（天文台）用FF&Eシステム
Ss_40_25_80 | 40 | 25 | 80 |  | Stage FF&E systems | 舞台FF&Eシステム
Ss_40_25_80_90 | 40 | 25 | 80 | 90 | Tension wire grid systems | 舞台天井すのこシステム
Ss_40_30 | 40 | 30 |  |  | Industrial and agricultural FF&E systems | 産業用および農業用FF&Eシステム
Ss_40_30_02 | 40 | 30 | 02 |  | Agricultural FF&E systems | 農業用FF&Eシステム
Ss_40_30_02_37 | 40 | 30 | 02 | 37 | Horticultural FF&E systems | 園芸用FF&Eシステム
Ss_40_30_02_47 | 40 | 30 | 02 | 47 | Livestock FF&E systems | 家畜用FF&Eシステム
Ss_40_30_42 | 40 | 30 | 42 |  | Industrial FF&E systems | 産業用FF&Eシステム
Ss_40_30_42_29 | 40 | 30 | 42 | 29 | Factory FF&E systems | 工場FF&Eシステム
Ss_40_30_42_52 | 40 | 30 | 42 | 52 | Mine FF&E systems | 鉱山FF&Eシステム
Ss_40_30_42_58 | 40 | 30 | 42 | 58 | Offshore platform FF&E systems | 海上プラットフォームFF&Eシステム
Ss_40_30_42_96 | 40 | 30 | 42 | 96 | Warehouse FF&E systems | 倉庫FF&Eシステム
Ss_40_30_85 | 40 | 30 | 85 |  | Static permanent access and safety equipment systems | 静的恒久アクセスと安全装置システム |  |  |  | A netting system typically comprises of items such as system supplier, pre-installation survey and netting type.
Ss_40_30_85_55 | 40 | 30 | 85 | 55 | Netting systems | ネット固定装置システム |  | 80-50-25/125 Netting system; | 2.5.6 Facade access/cleaning systems (default); 8.4.4 Barriers and guardrails; | A netting system typically comprises of items such as system supplier, pre-installation survey and netting type.
Ss_40_45 | 40 | 45 |  |  | Living space FF&E systems | 生活空間FF&Eシステム
Ss_40_45_37 | 40 | 45 | 37 |  | Hotel living space FF&E systems | ホテル用生活空間FF&Eシステム
Ss_40_45_37_28 | 40 | 45 | 37 | 28 | External FF&E systems | 外部FF&Eシステム
Ss_40_45_37_36 | 40 | 45 | 37 | 36 | Hotel bedroom FF&E systems | ホテルベッドルームFF&Eシステム
Ss_40_45_37_38 | 40 | 45 | 37 | 38 | Hotel dining room FF&E systems | ホテルダイニングルームFF&Eシステム
Ss_40_45_37_45 | 40 | 45 | 37 | 45 | Kitchen FF&E systems | キッチンFF&Eシステム
Ss_40_45_37_47 | 40 | 45 | 37 | 47 | Lounge FF&E systems | ラウンジFF&Eシステム
Ss_40_45_70 | 40 | 45 | 70 |  | Residential living space FF&E systems | 住宅用生活空間FF&Eシステム
Ss_40_45_70_07 | 40 | 45 | 70 | 07 | Bedroom FF&E systems | ベッドルームFF&Eシステム
Ss_40_45_70_22 | 40 | 45 | 70 | 22 | Dining room FF&E systems | ダイニングFF&Eシステム
Ss_40_45_70_24 | 40 | 45 | 70 | 24 | Domestic kitchen FF&E systems | 家庭用キッチンFF&Eシステム
Ss_40_45_70_33 | 40 | 45 | 70 | 33 | Garden FF&E systems | ガーデンFF&Eシステム
Ss_40_45_70_47 | 40 | 45 | 70 | 47 | Living room FF&E systems | 居間FF&Eシステム
Ss_40_50 | 40 | 50 |  |  | Medical, health and welfare FF&E systems | 医療、健康、福祉のFF&Eシステム
Ss_40_50_50 | 40 | 50 | 50 |  | Medical and health FF&E systems | 医療と健康のFF&Eシステム
Ss_40_50_50_18 | 40 | 50 | 50 | 18 | Crèche FF&E systems | 保育所FF&Eシステム
Ss_40_50_50_37 | 40 | 50 | 50 | 37 | Hospital ward FF&E systems | 病棟FF&Eシステム
Ss_40_50_50_50 | 40 | 50 | 50 | 50 | Medical and dental surgery FF&E systems | 医療および歯科手術FF&Eシステム
Ss_40_50_50_59 | 40 | 50 | 50 | 59 | Operating theatre FF&E systems | 手術室FF&Eシステム
Ss_40_50_96 | 40 | 50 | 96 |  | Welfare FF&E systems | 福祉用FF&Eシステム
Ss_40_50_96_04 | 40 | 50 | 96 | 04 | Animal welfare FF&E systems | 動物福祉FF&Eシステム
Ss_40_50_96_71 | 40 | 50 | 96 | 71 | Rehabilitation FF&E systems | リハビリFF&Eシステム
Ss_40_70 | 40 | 70 |  |  | Recreational FF&E systems | レクリエーションFF&Eシステム
Ss_40_70_20 | 40 | 70 | 20 |  | Casino FF&E systems | カジノFF&Eシステム
Ss_40_70_55 | 40 | 70 | 55 |  | Play FF&E systems | 遊具用FF&Eシステム
Ss_40_70_55_10 | 40 | 70 | 55 | 10 | Climbing equipment systems | 登山装備システム
Ss_40_70_55_15 | 40 | 70 | 55 | 15 | Combination play equipment systems | コンビネーション遊具システム
Ss_40_70_55_35 | 40 | 70 | 55 | 35 | Gymnastics and exercising equipment systems | 体操・運動器具システム
Ss_40_70_55_70 | 40 | 70 | 55 | 70 | Rocking equipment systems | ロッキング遊具システム
Ss_40_70_55_73 | 40 | 70 | 55 | 73 | Runway equipment systems | 滑走路設備システム
Ss_40_70_55_75 | 40 | 70 | 55 | 75 | Sand and water play equipment systems | 砂と水の遊具システム
Ss_40_70_55_80 | 40 | 70 | 55 | 80 | Slide equipment systems | スライダー、滑り台遊具システム
Ss_40_70_55_83 | 40 | 70 | 55 | 83 | Spinning equipment systems | 回転遊具システム
Ss_40_70_55_85 | 40 | 70 | 55 | 85 | Swinging equipment systems | ブランコ遊具システム
Ss_40_70_60 | 40 | 70 | 60 |  | Pool FF&E systems | プールFF&Eシステム |  |  |  | A competitive swimming pool equipment systems typically comprises of items such as fittings, furnishings and equipment.
Ss_40_70_60_15 | 40 | 70 | 60 | 15 | Competitive swimming pool FF&E systems | 競技スイミングプールFF&Eシステム |  | 35-35-60/110 Competitive swimming pool equipment systems; | 4.1.3 Special purpose fittings, furnishings and equipment (default); 8.5.1 Site/street furniture and equipment; | A competitive swimming pool equipment systems typically comprises of items such as fittings, furnishings and equipment.
Ss_40_70_60_25 | 40 | 70 | 60 | 25 | Diving pool FF&E systems | ダイビングプールFF&Eシステム |  | 35-35-60/120 Diving pool equipment system; | 4.1.3 Special purpose fittings, furnishings and equipment (default); 8.5.1 Site/street furniture and equipment; | A diving pool equipment system typically comprises of items such as fittings, equipment and samples required.
Ss_40_70_60_45 | 40 | 70 | 60 | 45 | Leisure swimming pool FF&E systems | レジャープールのFF&Eシステム |  | 35-35-60/130 Leisure swimming pool equipment systems; | 4.1.3 Special purpose fittings, furnishings and equipment (default); 8.5.1 Site/street furniture and equipment; | A leisure swimming pool equipment systems typically comprises of items such as fittings, furnishings and equipment.
Ss_40_70_60_62 | 40 | 70 | 60 | 62 | Pool transfer aid equipment systems | プール移動支援機器システム |  | 35-35-60/140 Pool transfer aid equipment system; | 4.1.3 Special purpose fittings, furnishings and equipment (default); | A pool transfer aid equipment system typically comprises of items such as equipment and samples required.
Ss_40_70_65 | 40 | 70 | 65 |  | Public house FF&E systems | 公共住宅用FF&Eシステム
Ss_40_70_70 | 40 | 70 | 70 |  | Restaurant FF&E systems | レストランFF&Eシステム
Ss_40_70_75 | 40 | 70 | 75 |  | Sports FF&E systems | スポーツFF&Eシステム |  |  |  | A court equipment systems typically comprises of items such as system supplier, foundations and activity equipment.
Ss_40_70_75_05 | 40 | 70 | 75 | 05 | Ball court FF&E systems | 舞踏会場FF&Eシステム |  | 35-35-75/110 Court equipment systems; | 4.1.3 Special purpose fittings, furnishings and equipment; 8.5.1 Site/street furniture and equipment (default); | A court equipment systems typically comprises of items such as system supplier, foundations and activity equipment.
Ss_40_70_75_20 | 40 | 70 | 75 | 20 | Cycle course FF&E systems | 自転車コースFF&Eシステム |  | 35-35-75/130 Cycle course equipment systems; | 4.1.3 Special purpose fittings, furnishings and equipment; 8.5.1 Site/street furniture and equipment (default); | A cycle course equipment systems typically comprises of items such as system supplier, activity equipment and accessories.
Ss_40_70_75_27 | 40 | 70 | 75 | 27 | Equestrian equipment systems | 鉄棒器具システム |  | 35-35-75/160 Equestrian equipment systems; | 4.1.3 Special purpose fittings, furnishings and equipment; 8.5.1 Site/street furniture and equipment (default); | An equestrian equipment systems typically comprises of items such as system supplier and activity equipment.
Ss_40_70_75_50 | 40 | 70 | 75 | 50 | Multi-use games area FF&E systems | 多目的遊び場FF&Eシステム
Ss_40_70_75_80 | 40 | 70 | 75 | 80 | Skate park FF&E systems | スケートパークFF&Eシステム |  | 35-35-75/140 Skate parks equipment systems; | 4.1.3 Special purpose fittings, furnishings and equipment; 8.5.1 Site/street furniture and equipment (default); | A skate parks equipment systems typically comprises of items such as system supplier and activity equipment.
Ss_40_70_75_85 | 40 | 70 | 75 | 85 | Sports pitch FF&E systems | スポーツピッチFF&Eシステム |  | 35-35-75/120 Pitch equipment systems; | 4.1.3 Special purpose fittings, furnishings and equipment; 8.5.1 Site/street furniture and equipment (default); | A pitch equipment systems typically comprises of items such as system supplier, activity equipment and accessories.
Ss_40_70_75_90 | 40 | 70 | 75 | 90 | Trim trail FF&E systems | トリムトレイル（鉄棒器具、うんてい器具）FF&Eシステム |  | 35-35-75/150 Trim trail equipment systems; | 4.1.3 Special purpose fittings, furnishings and equipment; 8.5.1 Site/street furniture and equipment (default); | A trim trail equipment systems typically comprises of items such as system supplier and activity equipment.
Ss_40_70_80 | 40 | 70 | 80 |  | Stadium FF&E systems | スタジアムFF&Eシステム
Ss_40_70_95 | 40 | 70 | 95 |  | Wildlife, eco site and nature conservation FF&E systems | 野生生物、エコサイト、自然保護FF&Eシステム
Ss_40_85 | 40 | 85 |  |  | Transport FF&E systems | 輸送FF&Eシステム
Ss_40_85_01 | 40 | 85 | 01 |  | Aerospace FF&E systems | 航空宇宙FF&Eシステム |  |  |  | An aircraft fire training simulation system typically comprises of items such as training equipment.
Ss_40_85_01_01 | 40 | 85 | 01 | 01 | Aircraft fire training simulation systems | 航空機消防訓練シミュレーションシステム |  | 35-70-65/105 Aircraft fire training simulation system; |  | An aircraft fire training simulation system typically comprises of items such as training equipment.
Ss_40_85_11 | 40 | 85 | 11 |  | Cable transport FF&E systems | ケーブル輸送FF&Eシステム
Ss_40_85_50 | 40 | 85 | 50 |  | Marine and waterway FF&E systems | 海洋および水路FF&Eシステム
Ss_40_85_50_95 | 40 | 85 | 50 | 95 | Waterside FF&E systems | 水辺のFF&Eシステム
Ss_40_85_70 | 40 | 85 | 70 |  | Rail FF&E systems | 鉄道FF&Eシステム
Ss_40_85_70_60 | 40 | 85 | 70 | 60 | Passenger concourse FF&E systems | 旅客コンコースFF&Eシステム
Ss_40_85_72 | 40 | 85 | 72 |  | Road FF&E systems | 道路FF&Eシステム |  |  |  | A parking equipment system typically comprises of items such as foundations, equipment and site applied finishes.
Ss_40_85_72_11 | 40 | 85 | 72 | 11 | Car park equipment systems | 駐車場設備システム |  | 35-35-30/160 Parking equipment system; | 8.5.1 Site/street furniture and equipment (default); | A parking equipment system typically comprises of items such as foundations, equipment and site applied finishes.
Ss_40_85_72_20 | 40 | 85 | 72 | 20 | Cycle parking equipment systems | 駐輪場設備システム |  | 35-35-30/160 Parking equipment system; | 8.5.1 Site/street furniture and equipment (default); | A parking equipment system typically comprises of items such as foundations, equipment and site applied finishes.
Ss_40_85_72_33 | 40 | 85 | 72 | 33 | Garage FF&E systems | ガレージFF&Eシステム
Ss_40_85_75 | 40 | 85 | 75 |  | Rolling stock depot systems | 車両保管庫システム |  |  |  | A bogie handling system typically comprises of items such as handling equipment.
Ss_40_85_75_07 | 40 | 85 | 75 | 07 | Bogie handling systems | 台車運搬システム |  | 35-90-80/135 Bogie handling system; |  | A bogie handling system typically comprises of items such as handling equipment.
Ss_40_85_75_15 | 40 | 85 | 75 | 15 | Controlled emission toilet (CET) systems | 制御放出トイレ（CET）システム |  | 35-90-80/140 Controlled Emission Toilet (CET) system; |  | A controlled emission toilet (cet) system typically comprises of items such as cet system and base.
Ss_40_85_75_24 | 40 | 85 | 75 | 24 | Drop systems | 落下システム |  | 35-90-80/115 Drop system; |  | A drop system typically comprises of items such as drop equipment, power supply and pit structure.
Ss_40_85_75_65 | 40 | 85 | 75 | 65 | Press systems | プレスシステム |  | 35-90-80/110 Press system; |  | A press system typically comprises of items such as press equipment, power supply and structural frame.
Ss_40_85_75_70 | 40 | 85 | 75 | 70 | Rail lifting systems | レール昇降システム |  | 35-90-80/120 Rail lifting system; |  | A rail lifting system typically comprises of items such as lifting equipment and power supply.
Ss_40_85_75_75 | 40 | 85 | 75 | 75 | Sand feeding systems | 砂供給システム |  | 35-90-80/125 Sand feeding system; |  | A sand feeding system typically comprises of items such as sand feeding equipment, pumps and pipework.
Ss_40_85_75_97 | 40 | 85 | 75 | 97 | Wheel lathe systems | ホイール旋盤システム |  | 35-90-80/105 Wheel lathe system; |  | A wheel lathe system typically comprises of items such as lathe equipment, power supply and pit structure.
Ss_40_90 | 40 | 90 |  |  | General finishing systems | 一般仕上げシステム
Ss_40_90_05 | 40 | 90 | 05 |  | Anodizing systems | 陽極酸化システム
Ss_40_90_05_05 | 40 | 90 | 05 | 05 | Aluminium anodic coating systems | アルミニウム陽極被覆システム
Ss_40_90_35 | 40 | 90 | 35 |  | Galvanizing systems | 亜鉛めっきシステム
Ss_40_90_35_26 | 40 | 90 | 35 | 26 | Electroplated galvanizing systems | 電気亜鉛めっきシステム
Ss_40_90_35_35 | 40 | 90 | 35 | 35 | Hot-dip galvanizing systems | 溶融亜鉛めっきシステム
Ss_40_90_40 | 40 | 90 | 40 |  | Intumescent systems | 膨張システム |  |  |  | An intumescent casting system typically comprises of items such as primer, intumescent casting and finish.
Ss_40_90_40_40 | 40 | 90 | 40 | 40 | Intumescent casting systems | 膨張鋳造システム |  | 35-85-40/140 Intumescent casting system; | 2.1.1 Steel frames (default); 2.1.2 Space frames/decks; 2.1.6 Specialist frames; | An intumescent casting system typically comprises of items such as primer, intumescent casting and finish.
Ss_40_90_40_42 | 40 | 90 | 40 | 42 | Intumescent coating systems | 膨張性コーティングシステム |  | 35-85-40/145 Intumescent coating system; | 2.1.1 Steel frames (default); 2.1.2 Space frames/decks; 2.1.6 Specialist frames; | An intumescent coating system typically comprises of items such as system application, pretreatment and primer.
Ss_40_90_60 | 40 | 90 | 60 |  | Painting and clear finishing systems | 塗装およびクリア仕上げシステム |  |  |  | An anti-graffiti coating system typically comprises of items such as preparation, initial coats and undercoats.
Ss_40_90_60_05 | 40 | 90 | 60 | 05 | Anti-graffiti coating systems | 落書き防止コーティングシステム |  | 35-85-60/105 Anti-graffiti coating system; | 2.4.2 Stair/ramp finishes; 5.14.1 Builder's work in connection with services; 2.5.1 External enclosing walls above ground level; 8.4.1 Fencing and railings; 3.1.1 Wall finishes (default); 2.6.1 External windows; 2.6.2 External doors; 8.5.1 Site/street furniture and equipment; | An anti-graffiti coating system typically comprises of items such as preparation, initial coats and undercoats.
Ss_40_90_60_20 | 40 | 90 | 60 | 20 | Decorative varnish or lacquer systems | 装飾ワニスまたはラッカーシステム |  | 35-85-60/120 Decorative varnish or lacquer system; | 2.4.2 Stair/ramp finishes; 3.2.1 Finishes to floors; 5.14.1 Builder's work in connection with services; 8.4.1 Fencing and railings; 3.1.1 Wall finishes (default); 3.3.1 Finishes to ceilings; 2.6.1 External windows; 2.6.2 External doors; 2.8.1 Internal doors; 4.1.1 General fittings, furnishings and equipment; 8.5.1 Site/street furniture and equipment; | A decorative varnish or lacquer system typically comprises of items such as preparation, first coats and final coats.
Ss_40_90_60_22 | 40 | 90 | 60 | 22 | Decorative wood stain or dye systems | 装飾的ウッドステインまたは染料システム |  | 35-85-60/125 Decorative wood stain or dye system; | 2.4.2 Stair/ramp finishes; 3.2.1 Finishes to floors; 5.14.1 Builder's work in connection with services; 8.4.1 Fencing and railings; 3.1.1 Wall finishes (default); 3.3.1 Finishes to ceilings; 2.6.1 External windows; 2.6.2 External doors; 2.8.1 Internal doors; 4.1.1 General fittings, furnishings and equipment; 8.5.1 Site/street furniture and equipment; | A decorative wood stain or dye system typically comprises of items such as preparation, initial coats and finishing coats.
Ss_40_90_60_55 | 40 | 90 | 60 | 55 | Multicolour coating systems | マルチカラー（多彩模様）塗料システム |  | 35-85-60/150 Multi-colour coating system; | 2.4.2 Stair/ramp finishes; 3.2.1 Finishes to floors; 5.14.1 Builder's work in connection with services; 8.4.1 Fencing and railings; 3.1.1 Wall finishes (default); 3.3.1 Finishes to ceilings; 2.6.1 External windows; 2.6.2 External doors; 2.8.1 Internal doors; 4.1.1 General fittings, furnishings and equipment; 8.5.1 Site/street furniture and equipment; | A multi-colour coating system typically comprises of items such as preparation, initial coats and colour coat.
Ss_40_90_60_60 | 40 | 90 | 60 | 60 | Oil gilding systems | オイル金メッキシステム |  | 35-85-60/160 Oil gilding system; | 2.4.2 Stair/ramp finishes; 3.2.1 Finishes to floors; 8.4.1 Fencing and railings; 3.1.1 Wall finishes (default); 3.3.1 Finishes to ceilings; 2.6.1 External windows; 2.6.2 External doors; 2.8.1 Internal doors; 4.1.1 General fittings, furnishings and equipment; 8.5.1 Site/street furniture and equipment; | An oil gilding system typically comprises of items such as preparation, initial/ priming coat and undercoats.
Ss_40_90_60_65 | 40 | 90 | 60 | 65 | Plastic texture coating systems | プラスチックテクスチャコーティングシステム |  | 35-85-60/165 Plastic texture coating system; | 8.4.1 Fencing and railings; 3.1.1 Wall finishes (default); 3.3.1 Finishes to ceilings; 4.1.1 General fittings, furnishings and equipment; 8.5.1 Site/street furniture and equipment; | A plastic texture coating system typically comprises of items such as preparation, initial coats and texture coat.
Ss_40_90_60_80 | 40 | 90 | 60 | 80 | Solvent-borne paint systems | 溶剤型塗料システム |  | 35-85-60/175 Solvent-borne paint system; | 2.4.2 Stair/ramp finishes; 3.2.1 Finishes to floors; 5.14.1 Builder's work in connection with services; 8.4.1 Fencing and railings; 3.1.1 Wall finishes (default); 3.3.1 Finishes to ceilings; 2.6.1 External windows; 2.6.2 External doors; 2.8.1 Internal doors; 4.1.1 General fittings, furnishings and equipment; 8.5.1 Site/street furniture and equipment; | A solvent-borne paint system typically comprises of items such as preparation, initial coats and undercoats.
Ss_40_90_60_85 | 40 | 90 | 60 | 85 | Special coating systems | 特殊コーティングシステム |  | 35-85-60/180 Special coating system; | 2.4.2 Stair/ramp finishes; 3.2.1 Finishes to floors; 5.14.1 Builder's work in connection with services; 8.4.1 Fencing and railings; 3.1.1 Wall finishes (default); 3.3.1 Finishes to ceilings; 2.6.1 External windows; 2.6.2 External doors; 2.8.1 Internal doors; 4.1.1 General fittings, furnishings and equipment; 8.5.1 Site/street furniture and equipment; | A special coating system typically comprises of items such as preparation, initial coats and undercoats.
Ss_40_90_60_94 | 40 | 90 | 60 | 94 | Water-based anti-corrosion systems | 水性防錆システム
Ss_40_90_60_95 | 40 | 90 | 60 | 95 | Waterborne paint systems | 水性塗料システム |  | 35-85-60/195 Water-borne paint system; | 2.4.2 Stair/ramp finishes; 3.2.1 Finishes to floors; 5.14.1 Builder's work in connection with services; 8.4.1 Fencing and railings; 3.1.1 Wall finishes (default); 3.3.1 Finishes to ceilings; 2.6.1 External windows; 2.6.2 External doors; 2.8.1 Internal doors; 4.1.1 General fittings, furnishings and equipment; 8.5.1 Site/street furniture and equipment; | A water-borne paint system typically comprises of items such as preparation, initial coats and undercoats.
Ss_40_90_65 | 40 | 90 | 65 |  | Powder coating systems | 粉体塗装システム
Ss_40_90_65_05 | 40 | 90 | 65 | 05 | Powder coating for aluminium systems | アルミニウム用粉体塗装システム
Ss_40_90_65_85 | 40 | 90 | 65 | 85 | Powder coating for steel systems | スチール用粉体塗装システム
Ss_40_90_95 | 40 | 90 | 95 |  | Wood preservative and fire retardant treatment systems | 木材防腐剤および難燃剤処理システム |  |  |  | A fire retardant treatment typically comprises of items such as component to be treated, retardant type and treatment cycles.
Ss_40_90_95_30 | 40 | 90 | 95 | 30 | Fire retardant treatment systems | 難燃処理システム |  | 35-85-95/150 Fire retardant treatment; | 2.3.2 Roof coverings; 2.1.5 Timber frames (default); 2.5.1 External enclosing walls above ground level; 8.4.1 Fencing and railings; 2.6.1 External windows; 2.3.1 Roof structure; 2.6.2 External doors; | A fire retardant treatment typically comprises of items such as component to be treated, retardant type and treatment cycles.
Ss_40_90_95_65 | 40 | 90 | 95 | 65 | Preservative treatment systems | 保存処理システム |  | 35-85-95/110 Preservative treatment; | 2.3.2 Roof coverings; 2.1.5 Timber frames; 2.5.1 External enclosing walls above ground level; 8.4.1 Fencing and railings (default); 2.6.1 External windows; 2.3.1 Roof structure; 2.6.2 External doors; | A preservative treatment typically comprises of items such as component to be treated, treatment cycles and preservative.
Ss_40_95 | 40 | 95 |  |  | Temporary signage and FF&E systems | 仮設看板および仮設FF&Eシステム
Ss_45 | 45 |  |  |  | Flora and fauna systems | 動植物システム
Ss_45_05 | 45 | 05 |  |  | Ecosystems | 生態系
Ss_45_10 | 45 | 10 |  |  | Flora and fauna control systems | 動植物管理システム
Ss_45_10_10 | 45 | 10 | 10 |  | Bird, insect and vermin control systems | 鳥、昆虫、害虫管理・対策システム |  |  |  | An animal control system typically comprises of items such as system designer and installation provider, detection devices and prevention devices.
Ss_45_10_10_04 | 45 | 10 | 10 | 04 | Animal control systems | 動物管理システム |  | 35-70-10/130 Animal control system; | 4.1.8 Bird and vermin control (default); | An animal control system typically comprises of items such as system designer and installation provider, detection devices and prevention devices.
Ss_45_10_10_10 | 45 | 10 | 10 | 10 | Bird control systems | 鳥害対策システム | https://en.wikipedia.org/wiki/Bird_control | 35-70-10/120 Bird control system; | 4.1.8 Bird and vermin control (default); | A bird control system typically comprises of items such as system designer and installation provider, detection devices and prevention devices.
Ss_45_10_10_14 | 45 | 10 | 10 | 14 | Chemical termite protection systems | 化学的シロアリ防除システム
Ss_45_10_10_40 | 45 | 10 | 10 | 40 | Insect control systems | 昆虫防除システム |  | 35-70-10/140 Insect control system; | 4.1.8 Bird and vermin control (default); | An insect control system typically comprises of items such as system designer and installation provider, detection devices and prevention devices.
Ss_45_10_10_64 | 45 | 10 | 10 | 64 | Physical termite protection systems | 物理的シロアリ防除システム
Ss_45_10_10_72 | 45 | 10 | 10 | 72 | Rodent control systems | ネズミ駆除システム |  | 35-70-10/150 Rodent control system; | 4.1.8 Bird and vermin control (default); | A rodent control system typically comprises of items such as system designer and installation provider, detection devices and prevention devices.
Ss_45_10_40 | 45 | 10 | 40 |  | Invasive microbial and invertebrate control systems | 侵襲的な微生物および無脊椎動物制御システム
Ss_45_10_40_40 | 45 | 10 | 40 | 40 | Invertebrate control systems | 無脊椎動物制御システム
Ss_45_10_40_50 | 45 | 10 | 40 | 50 | Microbial control systems | 微生物制御システム
Ss_45_10_95 | 45 | 10 | 95 |  | Vegetation control systems | 植生制御システム |  |  |  | A control system for rooted plants on hard surfaces typically comprises of items such as target species, surveys required and herbicide.
Ss_45_10_95_50 | 45 | 10 | 95 | 50 | Moss, algae and lichen control systems | コケ、藻、地衣類の制御システム |  | 35-70-41/110 Control system for rooted plants on hard surfaces; | 8.3.2 External planting (default); | A control system for rooted plants on hard surfaces typically comprises of items such as target species, surveys required and herbicide.
Ss_45_10_95_72 | 45 | 10 | 95 | 72 | Rooted plants on hard surfaces control systems | 硬表面制御上の根付き植物システム |  | 35-70-41/115 Control system for self-clinging plants on hard surfaces; | 4.1.7 Internal planting; 8.3.2 External planting (default); | A control system for self-clinging plants on hard surfaces typically comprises of items such as target species, surveys required and herbicide.
Ss_45_10_95_80 | 45 | 10 | 95 | 80 | Selective vegetation control systems | 選択的植生制御システム |  | 35-70-41/175 Selective vegetation control system; | 8.3.2 External planting (default); | A selective vegetation control system typically comprises of items such as target species, control mechanisms and surveys required.
Ss_45_10_95_81 | 45 | 10 | 95 | 81 | Self-clinging plants on hard surfaces control systems | 硬表面制御上の自己粘着植物システム |  | 35-70-41/145 Moss, algae and lichen control system; | 7.5.1 Cleaning; 8.2.1 Roads, paths and pavings (default); | A moss, algae and lichen control system typically comprises of items such as target species, surveys required and biocides and antimicrobials.
Ss_45_10_95_83 | 45 | 10 | 95 | 83 | Site vegetation control systems | 敷地植生管理システム |  | 35-70-41/180 Site vegetation control system; | 0.1.3 Eradication of plant growth; 8.3.2 External planting (default); | A site vegetation control system typically comprises of items such as target species, control mechanisms and surveys required.
Ss_45_10_95_95 | 45 | 10 | 95 | 95 | Waterborne vegetation control systems | 水上植生制御システム |  | 35-70-41/185 Waterborne vegetation control system; | 0.1.3 Eradication of plant growth; 8.3.2 External planting (default); | A waterborne vegetation control system typically comprises of items such as target species, control mechanisms and surveys required.
Ss_45_30 | 45 | 30 |  |  | Aquatic flora systems | 水生植物システム
Ss_45_30_05 | 45 | 30 | 05 |  | Aquatic and wetland planting systems | 水生および湿地植栽システム |  |  |  | An aquatic planting system typically comprises of items such as plants, ballast and protection.
Ss_45_30_05_05 | 45 | 30 | 05 | 05 | Aquatic planting systems | 水生植栽システム |  | 40-30-00/105 Aquatic planting system; | 4.1.7 Internal planting; 8.3.2 External planting (default); | An aquatic planting system typically comprises of items such as plants, ballast and protection.
Ss_45_30_05_50 | 45 | 30 | 05 | 50 | Marginal planting systems | 辺境植栽システム |  | 40-30-00/150 Marginal planting system; | 8.3.2 External planting (default); | A marginal planting system typically comprises of items such as plants, protection and containment and fixing.
Ss_45_30_05_70 | 45 | 30 | 05 | 70 | Reedbed planting systems | 苗植えシステム |  | 40-30-00/170 Reedbed planting system; | 8.3.2 External planting (default); | A reedbed planting system typically comprises of items such as plants, protection and containment and fixing.
Ss_45_30_40 | 45 | 30 | 40 |  | Hydroponic planting systems | 水耕栽培システム
Ss_45_35 | 45 | 35 |  |  | Ground-based flora systems | 地上植物システム
Ss_45_35_05 | 45 | 35 | 05 |  | Amenity and ornamental planting systems | アメニティと観賞用の植栽システム |  |  |  | A bed-planted annual, perennial and bulb system typically comprises of items such as preparatory work, plants and mulch.
Ss_45_35_05_08 | 45 | 35 | 05 | 08 | Bed-planted annual, perennial and bulb systems | 一年生植物、多年生植物および球根システム |  | 40-35-00/110 Bed-planted annual, perennial and bulb system; | 8.3.2 External planting (default); | A bed-planted annual, perennial and bulb system typically comprises of items such as preparatory work, plants and mulch.
Ss_45_35_05_35 | 45 | 35 | 05 | 35 | Grass-planted bulb and wildflower systems | 芝生の球根と野草システム |  | 40-35-00/135 Grass-planted bulb and wildflower system; | 8.3.2 External planting (default); | A grass-planted bulb and wildflower system typically comprises of items such as preparatory work to soil, plants and mulch.
Ss_45_35_05_37 | 45 | 35 | 05 | 37 | Grass-planted small tree and shrub systems | 草が植えられた小さな木と低木システム
Ss_45_35_05_42 | 45 | 35 | 05 | 42 | Long-stem-planted small tree and shrub systems | 長い茎の植えられた小さな木と低木システム
Ss_45_35_05_62 | 45 | 35 | 05 | 62 | Pit-planted climber systems | ピットプランタークライマー |  | 40-35-00/160 Pit-planted climber system; | 4.1.7 Internal planting; 8.3.2 External planting (default); | A pit-planted climber system typically comprises of items such as preparatory work to soil, trees and plant pit backfill material.
Ss_45_35_05_64 | 45 | 35 | 05 | 64 | Pit-planted perennial systems | ピット植えの多年生システム |  | 40-35-00/165 Pit-planted perennial system; | 4.1.7 Internal planting; 8.3.2 External planting (default); | A pit-planted perennial system typically comprises of items such as preparatory work to soil, plants and tree pit backfill.
Ss_45_35_05_66 | 45 | 35 | 05 | 66 | Pit-planted large tree systems | ピット植えの大きな木システム |  | 40-35-00/170 Pit-planted semi-mature tree system; | 4.1.7 Internal planting; 8.3.2 External planting (default); | A pit-planted semi-mature tree system typically comprises of items such as preparatory work to soil, trees and tree pit.
Ss_45_35_05_67 | 45 | 35 | 05 | 67 | Pit-planted small tree and shrub systems | ピット植えの小さな木と低木システム |  | 40-35-00/175 Pit-planted small tree or shrub system; | 4.1.7 Internal planting; 8.3.2 External planting (default); | A pit-planted small tree or shrub system typically comprises of items such as preparatory work to soil, trees and tree pit backfill.
Ss_45_35_08 | 45 | 35 | 08 |  | Biodiversity and environmental conservation systems | 生物多様性と環境保全システム
Ss_45_35_08_29 | 45 | 35 | 08 | 29 | Flora species introduction systems | 植物種導入システム
Ss_45_35_08_30 | 45 | 35 | 08 | 30 | Flora species protection systems | 植物種保護システム
Ss_45_35_08_35 | 45 | 35 | 08 | 35 | Habitat creation systems | 生息地創造システム
Ss_45_35_08_37 | 45 | 35 | 08 | 37 | Habitat management and enhancement systems | 生息地管理および強化システム
Ss_45_35_08_38 | 45 | 35 | 08 | 38 | Habitat protection systems | 生息地保護システム
Ss_45_35_30 | 45 | 35 | 30 |  | Forestry, biomass, hedging and roadside planting systems | 林業、バイオマス、ヘッジおよび路側植栽システム |  |  |  | A hydraulic seeded tree and shrub system typically comprises of items such as preparatory work to soil, seed mix and carrier for seed.
Ss_45_35_30_40 | 45 | 35 | 30 | 40 | Hydraulic seeded tree and shrub systems | 油圧播種木および低木システム |  | 40-35-30/135 Hydraulic seeded tree and shrub system; | 8.3.1 Seeding and turfing (default); | A hydraulic seeded tree and shrub system typically comprises of items such as preparatory work to soil, seed mix and carrier for seed.
Ss_45_35_30_55 | 45 | 35 | 30 | 55 | Notch-planted tree and shrub systems | ノッチ植えの木と低木システム |  | 40-35-30/155 Notch-planted tree and shrub system; | 8.3.2 External planting (default); | A notch-planted tree and shrub system typically comprises of items such as preparatory work to soil, trees and mulch.
Ss_45_35_30_62 | 45 | 35 | 30 | 62 | Pit-planted tree and shrub systems | ピット植栽の木と低木システム |  | 40-35-30/160 Pit-planted tree and shrub system; | 8.3.2 External planting (default); | A pit-planted tree and shrub system typically comprises of items such as preparatory work to soil, trees and tree pit backfill.
Ss_45_35_30_72 | 45 | 35 | 30 | 72 | Ridge and furrow-planted tree and shrub systems | 尾根と畝間植栽の木と低木システム |  | 40-35-30/170 Ridge and furrow-planted tree and shrub system; | 8.3.2 External planting (default); | A ridge and furrow-planted tree and shrub system typically comprises of items such as preparatory work to soil, trees and mulch.
Ss_45_35_30_75 | 45 | 35 | 30 | 75 | Seeded tree and shrub systems | 種子の木と低木システム |  | 40-35-30/180 Seeded tree and shrub system; | 8.3.1 Seeding and turfing (default); | A seeded tree and shrub system typically comprises of items such as preparatory work and seed mix.
Ss_45_35_30_90 | 45 | 35 | 30 | 90 | Trench-planted tree and shrub systems | 溝植えの木と低木システム |  | 40-35-30/185 Trench-planted tree and shrub system; | 8.3.2 External planting (default); | A trench-planted tree and shrub system typically comprises of items such as preparatory work to soil, trees and trench backfill.
Ss_45_35_45 | 45 | 35 | 45 |  | Lawn and meadow planting systems | 芝生と牧草地の植栽システム |  |  |  | A grass and wildflower seeding system typically comprises of items such as preparatory work to soil and seed mix.
Ss_45_35_45_33 | 45 | 35 | 45 | 33 | Grass and wildflower seeding systems | 草と野草の播種システム |  | 40-35-35/130 Grass and wildflower seeding system; | 8.3.1 Seeding and turfing (default); | A grass and wildflower seeding system typically comprises of items such as preparatory work to soil and seed mix.
Ss_45_35_45_35 | 45 | 35 | 45 | 35 | Grass seeding systems | グラスシーディングシステム |  | 40-35-35/135 Grass seeding system; | 8.3.1 Seeding and turfing (default); | A grass seeding system typically comprises of items such as preparatory work to soil and seed mix.
Ss_45_35_45_40 | 45 | 35 | 45 | 40 | Hydraulic seeding systems | 油圧播種システム |  | 40-35-35/140 Hydraulic seeding system; | 8.3.1 Seeding and turfing (default); | A hydraulic seeding system typically comprises of items such as preparatory work to soil, seed mix and carrier for seed.
Ss_45_35_45_62 | 45 | 35 | 45 | 62 | Plastics paving and turf systems | プラスチック舗装と芝生システム |  | 40-35-35/160 Plastics paving and turf system; | 8.2.2 Special surfacings and pavings; 8.3.1 Seeding and turfing (default); | A plastics paving and turf system typically comprises of items such as preparatory work to soil, seed mix and plastics paving mesh.
Ss_45_35_45_65 | 45 | 35 | 45 | 65 | Pre-seeded mat systems | プレシードマットシステム |  | 40-35-35/165 Pre-seeded mat system; | 8.3.1 Seeding and turfing (default); | A pre-seeded mat system typically comprises of items such as preparatory work to soil, turf and top dressing.
Ss_45_35_45_70 | 45 | 35 | 45 | 70 | Reinforced grass planting systems | 強化草植えシステム |  | 40-35-35/170 Reinforced grass planting system; | 8.3.1 Seeding and turfing (default); | A reinforced grass planting system typically comprises of items such as preparatory work to soil, topsoil and root zone reinforcement.
Ss_45_35_45_90 | 45 | 35 | 45 | 90 | Turf planting systems | 芝生植栽システム |  | 40-35-35/185 Turf planting system; | 8.3.1 Seeding and turfing (default); | A turf planting system typically comprises of items such as preparatory work to soil, turf and top dressing.
Ss_45_40 | 45 | 40 |  |  | Artificially supported flora systems | 人工サポートフローラ（植物）システム
Ss_45_40_28 | 45 | 40 | 28 |  | External container planting systems | 外部コンテナ植栽システム |  |  |  | An external planter system typically comprises of items such as container, facing to structural wall and configuration.
Ss_45_40_28_25 | 45 | 40 | 28 | 25 | External planter systems | 外部プランターシステム |  | 40-40-25/165 External planter system; | 8.3.2 External planting (default); | An external planter system typically comprises of items such as container, facing to structural wall and configuration.
Ss_45_40_28_32 | 45 | 40 | 28 | 32 | Free-standing external container planting systems | 自立型外部コンテナ植栽システム |  | 40-40-25/130 External freestanding container planting system; | 8.3.2 External planting (default); | An external freestanding container planting system typically comprises of items such as containers, liner and reservoir.
Ss_45_40_28_35 | 45 | 40 | 28 | 35 | Hanging container planting systems | 吊り下げコンテナ植栽システム |  | 40-40-25/135 Hanging container planting system; | 8.3.2 External planting (default); | A hanging container planting system typically comprises of items such as supports, containers and support fixings.
Ss_45_40_28_85 | 45 | 40 | 28 | 85 | External planting systems | 外部植栽システム
Ss_45_40_40 | 45 | 40 | 40 |  | Internal container planting systems | 内部コンテナ植付システム |  |  |  | An internal freestanding container planting system typically comprises of items such as containers, liner and reservoir.
Ss_45_40_40_32 | 45 | 40 | 40 | 32 | Free-standing internal container planting systems | 自立式の内部コンテナ植栽システム |  | 40-40-40/130 Internal freestanding container planting system; | 4.1.7 Internal planting (default); | An internal freestanding container planting system typically comprises of items such as containers, liner and reservoir.
Ss_45_40_40_34 | 45 | 40 | 40 | 34 | Ground level internal container planting systems | 地上レベルのコンテナ植栽システム
Ss_45_40_40_41 | 45 | 40 | 40 | 41 | Internal hanging container planting systems | 内部吊り下げコンテナ植栽システム |  | 40-40-40/135 Hanging container planting system; | 4.1.7 Internal planting (default); | A hanging container planting system typically comprises of items such as supports, containers and support fixings.
Ss_45_40_40_42 | 45 | 40 | 40 | 42 | Internal planter systems | 内部プランターシステム |  | 40-40-40/165 Internal planter system; | 4.1.7 Internal planting (default); | An internal planter system typically comprises of items such as container, facing to structural wall and configuration.
Ss_45_40_47 | 45 | 40 | 47 |  | Living roof systems | リビングルーフ（屋上緑化）システム |  |  |  | A brown roof system typically comprises of items such as protection, moisture control and planting systems.
Ss_45_40_47_09 | 45 | 40 | 47 | 09 | Brown roof systems | ブラウンルーフ（土屋根）システム |  | 40-40-45/110 Brown roof system; | 2.3.2 Roof coverings (default); | A brown roof system typically comprises of items such as protection, moisture control and planting systems.
Ss_45_40_47_28 | 45 | 40 | 47 | 28 | Extensive green roof systems | 広大型グリーンルーフ（緑化屋根）システム |  | 40-40-45/125 Extensive green roof system; | 2.3.2 Roof coverings (default); | An extensive green roof system typically comprises of items such as protection, moisture control and planting systems.
Ss_45_40_47_40 | 45 | 40 | 47 | 40 | Intensive green roof systems | 集中型緑化屋根システム |  | 40-40-45/140 Intensive green roof system; | 2.3.2 Roof coverings (default); | An intensive green roof system typically comprises of items such as protection, moisture control and planting systems.
Ss_45_40_47_75 | 45 | 40 | 47 | 75 | Semi-intensive green roof systems | 半集中型グリーンルーフシステム |  | 40-40-45/175 Semi-intensive green roof system; | 2.3.2 Roof coverings (default); | A semi-intensive green roof system typically comprises of items such as protection, moisture control and planting systems.
Ss_45_40_95 | 45 | 40 | 95 |  | Vertical planting systems | 垂直植栽システム |  |  |  | A biofiltration vertical planting system typically comprises of items such as ventilation system, thermal insulation and breather membrane.
Ss_45_40_95_08 | 45 | 40 | 95 | 08 | Biofiltration vertical planting systems | 生物ろ過垂直植栽システム |  | 40-40-95/110 Biofiltration vertical planting system; | 4.1.7 Internal planting (default); 8.3.2 External planting; | A biofiltration vertical planting system typically comprises of items such as ventilation system, thermal insulation and breather membrane.
Ss_45_40_95_52 | 45 | 40 | 95 | 52 | Membranous vertical planting systems | 膜状垂直植栽システム |  | 40-40-95/150 Membranous vertical planting system; | 4.1.7 Internal planting (default); 8.3.2 External planting; | A membranous vertical planting system typically comprises of items such as substrate preparation, thermal insulation and breather membrane.
Ss_45_40_95_54 | 45 | 40 | 95 | 54 | Modular unit vertical planting systems | モジュラーユニット垂直植栽システム |  | 40-40-95/155 Modular unit vertical planting system; | 4.1.7 Internal planting (default); 8.3.2 External planting; | A modular unit vertical planting system typically comprises of items such as substrate, thermal insulation and breather membrane.
Ss_45_50 | 45 | 50 |  |  | Artificial flora systems | 人工フローラ（人工植物相）システム
Ss_45_50_05 | 45 | 50 | 05 |  | Artificial planting systems | 人工植栽システム |  |  |  | An artificial planting system typically comprises of items such as containers, fixing medium and covering medium.
Ss_45_50_05_40 | 45 | 50 | 05 | 40 | Internal artificial planting systems | 内部人工植栽システム |  | 40-50-50/110 Artificial planting system; | 4.1.7 Internal planting (default); 8.3.2 External planting; | An artificial planting system typically comprises of items such as containers, fixing medium and covering medium.
Ss_45_55 | 45 | 55 |  |  | Land fauna systems | 陸生動物システム
Ss_45_55_05 | 45 | 55 | 05 |  | Animal conservation systems | 動物保護システム |  |  |  | An animal species introduction system typically comprises of items such as system design and installation provider, introduction and welfare aids.
Ss_45_55_05_29 | 45 | 55 | 05 | 29 | Animal species introduction systems | 動物種導入システム |  | 40-10-06/130 Animal species introduction system; | 0.6.2 Reptile/wildlife mitigation measures (default); | An animal species introduction system typically comprises of items such as system design and installation provider, introduction and welfare aids.
Ss_45_55_05_30 | 45 | 55 | 05 | 30 | Animal species protection systems | 動物種保護システム |  | 40-10-06/150 Species protection system; | 0.6.2 Reptile/wildlife mitigation measures (default); | A species protection system typically comprises of items such as system design and installation provider, protection and welfare aids.
Ss_45_55_10 | 45 | 55 | 10 |  | Avian fauna systems | 鳥類動物システム
Ss_45_55_27 | 45 | 55 | 27 |  | Animal crossing systems | 動物横断システム
Ss_45_55_27_02 | 45 | 55 | 27 | 02 | Amphibian tunnel systems | 両生類用トンネルシステム
Ss_45_55_27_04 | 45 | 55 | 27 | 04 | Animal resting post systems | 動物用休憩ポストシステム
Ss_45_55_27_06 | 45 | 55 | 27 | 06 | Animal underpass systems | 動物用地下道システム
Ss_45_55_27_11 | 45 | 55 | 27 | 11 | Canopy bridge systems | キャノピーブリッジシステム | https://en.wikipedia.org/wiki/Canopy_bridge
Ss_45_55_27_13 | 45 | 55 | 27 | 13 | Cattle creep systems | 家畜用横断アクセスシステム | https://en.wikipedia.org/wiki/Cattle_creep
Ss_45_55_27_18 | 45 | 55 | 27 | 18 | Crab bridge systems | カニ用橋システム | Crab bridgeで画像検索
Ss_45_55_27_34 | 45 | 55 | 27 | 34 | Green bridge systems | グリーンブリッジシステム | https://www.gov.uk/government/news/green-bridges-safer-travel-for-wildlife
Ss_45_55_27_59 | 45 | 55 | 27 | 59 | Overhead rope crossing systems | ロープ横断システム
Ss_45_55_40 | 45 | 55 | 40 |  | Insectile fauna systems | 不妊動物システム
Ss_45_55_50 | 45 | 55 | 50 |  | Mammalian fauna systems | 哺乳類動物相システム
Ss_45_55_70 | 45 | 55 | 70 |  | Reptilian fauna systems | 爬虫類の動物相システム
Ss_45_75 | 45 | 75 |  |  | Piscine fauna systems | 魚類相システム
Ss_45_75_30 | 45 | 75 | 30 |  | Fish, eel and lamprey pass systems | 魚（保護）、ウナギ、ヤツメウナギのパスシステム |  |  |  | A fish pass system typically comprises of items such as fish pass type and base.
Ss_45_75_30_03 | 45 | 75 | 30 | 03 | Alaskan A baffle pass systems | バッフルパスシステム
Ss_45_75_30_06 | 45 | 75 | 30 | 06 | Baffle and brush pass systems | バッフルおよびブラシパスシステム
Ss_45_75_30_09 | 45 | 75 | 30 | 09 | Brush furnished baffle pass systems | ブラシ付きバッフルパスシステム
Ss_45_75_30_13 | 45 | 75 | 30 | 13 | Chevron bottom baffle pass systems | シェブロンボトムバッフルパスシステム
Ss_45_75_30_21 | 45 | 75 | 30 | 21 | Deep notch and orifice pool pass systems | 深いノッチとオリフィスプールパスシステム
Ss_45_75_30_23 | 45 | 75 | 30 | 23 | Deep notch no orifice pool pass systems | 深いノッチのないオリフィスプールパスシステム
Ss_45_75_30_27 | 45 | 75 | 30 | 27 | Eel pass systems | うなぎパスシステム
Ss_45_75_30_30 | 45 | 75 | 30 | 30 | Fish pass systems | フィッシュパス（魚道）システム |  | 40-10-30/110 Fish pass system; |  | A fish pass system typically comprises of items such as fish pass type and base.
Ss_45_75_30_44 | 45 | 75 | 30 | 44 | Lamprey pass systems | ヤツメウナギパスシステム
Ss_45_75_30_46 | 45 | 75 | 30 | 46 | Larinier super active baffle pass systems | ラリニエスーパーアクティブバッフルパスシステム
Ss_45_75_30_63 | 45 | 75 | 30 | 63 | Plane baffle denil pass systems | 平面バッフルデニルパスシステム
Ss_45_75_30_65 | 45 | 75 | 30 | 65 | Pool and orifice pass systems | プールおよびオリフィスパスシステム
Ss_45_75_30_67 | 45 | 75 | 30 | 67 | Pool and traverse pass systems | プールおよびトラバースパスシステム
Ss_45_75_30_77 | 45 | 75 | 30 | 77 | Shallow v notch pool pass systems | 浅層ノッチプールパスシステム
Ss_45_75_30_94 | 45 | 75 | 30 | 94 | Vertical slot pool pass systems | 垂直スロットプールパスシステム
Ss_45_85 | 45 | 85 |  |  | Artificial fauna systems | 人工動物相システム
Ss_45_85_05 | 45 | 85 | 05 |  | Artificial fauna habitat systems | 人工動物相生息システム
Ss_45_85_05_56 | 45 | 85 | 05 | 56 | Artificial nesting platform systems | 人工巣システム
Ss_45_85_05_70 | 45 | 85 | 05 | 70 | Artificial reef systems | 人工魚礁システム | https://ja.wikipedia.org/wiki/%E4%BA%BA%E5%B7%A5%E9%AD%9A%E7%A4%81
Ss_50 | 50 |  |  |  | Disposal systems | 廃棄システム
Ss_50_10 | 50 | 10 |  |  | Gas waste collection and distribution systems | ガス廃棄物の収集および分配システム
Ss_50_10_45 | 50 | 10 | 45 |  | Landfill gas collection and distribution systems | 埋立地ガス収集および分配システム
Ss_50_10_95 | 50 | 10 | 95 |  | Waste gas collection and distribution systems | 廃ガス収集および分配システム
Ss_50_20 | 50 | 20 |  |  | Non-aqueous liquid waste collection and distribution systems | 非水性液体廃棄物の収集および分配システム
Ss_50_20_45 | 50 | 20 | 45 |  | Landfill liquid collection and distribution systems | 埋立液収集および分配システム
Ss_50_20_90 | 50 | 20 | 90 |  | Waste liquid fuel collection and distribution systems | 廃液燃料の集配システム
Ss_50_20_95 | 50 | 20 | 95 |  | Waste process liquid collection and distribution systems | 廃液回収（収集）・分配システム
Ss_50_30 | 50 | 30 |  |  | Above-ground drainage collection systems | 地上排水収集システム
Ss_50_30_02 | 50 | 30 | 02 |  | Rainwater drainage systems | 雨水排水システム |  |  |  | An external gravity rainwater drainage system typically comprises of items such as combined fascias soffits and gutters, eaves gutters and chutes.
Ss_50_30_02_28 | 50 | 30 | 02 | 28 | External gravity rainwater drainage systems | 外部重力式雨水排水システム |  | 50-10-00/110 External gravity rainwater drainage system; | 2.3.4 Roof drainage (default); | An external gravity rainwater drainage system typically comprises of items such as combined fascias soffits and gutters, eaves gutters and chutes.
Ss_50_30_02_40 | 50 | 30 | 02 | 40 | Internal gravity rainwater drainage systems | 内部重力式雨水排水システム |  | 50-10-00/120 Internal gravity rainwater drainage system; | 2.3.4 Roof drainage (default); | An internal gravity rainwater drainage system typically comprises of items such as roof gutters, rainwater outlets and internal rainwater pipework.
Ss_50_30_02_65 | 50 | 30 | 02 | 65 | Pressure-assisted full bore rainwater drainage systems | 圧力支援フルボア雨水排水（サイホン式雨水排水システム）システム |  | 50-10-00/130 Siphonic full bore rainwater drainage system; | 2.2.3 Drainage to balconies; 2.3.4 Roof drainage (default); | A siphonic full bore rainwater drainage system typically comprises of items such as roof gutters, rainwater outlets and internal rainwater pipework.
Ss_50_30_02_80 | 50 | 30 | 02 | 80 | Siphonic full bore rainwater drainage systems | サイフォン式フルボア雨水排水システム |  | 50-10-00/140 Pressure assisted full bore rainwater drainage system; | 2.2.3 Drainage to balconies; 2.3.4 Roof drainage (default); | A pressure assisted full bore rainwater drainage system typically comprises of items such as eaves gutters, roof gutters and rainwater outlets.
Ss_50_30_04 | 50 | 30 | 04 |  | Above-ground wastewater drainage systems | 地上廃水排水システム |  |  |  | A basement wastewater drainage system typically comprises of items such as sanitary pipework from appliances, pumping units and pressurized discharge pipework and ventilation pipework.
Ss_50_30_04_05 | 50 | 30 | 04 | 05 | Basement waste water drainage systems | 地下排水システム |  | 50-10-05/130 Basement wastewater drainage system; | 5.3.1 Foul drainage above ground (default); 5.3.2 Chemical, toxic and industrial liquid waste drainage; | A basement wastewater drainage system typically comprises of items such as sanitary pipework from appliances, pumping units and pressurized discharge pipework and ventilation pipework.
Ss_50_30_04_15 | 50 | 30 | 04 | 15 | Commercial catering waste water drainage systems | 飲食店舗排水システム |  | 50-10-05/140 Commercial catering wastewater drainage system; | 5.3.1 Foul drainage above ground (default); 5.3.2 Chemical, toxic and industrial liquid waste drainage; | A commercial catering wastewater drainage system typically comprises of items such as floor drainage, sanitary pipework and ventilating pipework.
Ss_50_30_04_95 | 50 | 30 | 04 | 95 | Above-ground external stack wastewater drainage systems | 地上外部スタック排水（煙突ドレン排水）システム |  | 50-10-05/110 Above ground wastewater drainage system with external stacks; | 5.3.1 Foul drainage above ground (default); 5.3.2 Chemical, toxic and industrial liquid waste drainage; | An above ground wastewater drainage system with external stacks typically comprises of items such as floor drainage, sanitary pipework and ventilating pipework.
Ss_50_30_04_97 | 50 | 30 | 04 | 97 | Above-ground internal stack wastewater drainage systems | 地上内部スタック排水（煙突ドレン排水）システム |  | 50-10-05/120 Above ground wastewater drainage system with internal stacks; | 5.3.1 Foul drainage above ground (default); 5.3.2 Chemical, toxic and industrial liquid waste drainage; | An above ground wastewater drainage system with internal stacks typically comprises of items such as floor drainage, sanitary pipework and ventilating pipework.
Ss_50_35 | 50 | 35 |  |  | Surface and wastewater drainage collection systems | 地表および廃水排水収集システム
Ss_50_35_06 | 50 | 35 | 06 |  | Below-ground inspection systems | 地下検査システム |  |  |  | A brick shallow inspection chamber system for below ground drainage typically comprises of items such as base slabs, walls and preformed channels and benching.
Ss_50_35_06_06 | 50 | 35 | 06 | 06 | Brick manhole systems | レンガマンホールシステム |  | 50-10-10/110 Brick shallow inspection chamber system for below ground drainage; | 8.6.1 Surface water and foul water drainage (default); 8.6.2 Ancillary drainage systems; 8.6.4 Land drainage; 8.6.3 External chemical, toxic and industrial liquid waste drainage; | A brick shallow inspection chamber system for below ground drainage typically comprises of items such as base slabs, walls and preformed channels and benching.
Ss_50_35_06_08 | 50 | 35 | 06 | 08 | Brick shallow inspection chamber systems | レンガ製浅層検査チャンバーシステム |  | 50-10-10/115 Brick shallow silt trap and flow control chamber system for below ground drainage; | 8.6.1 Surface water and foul water drainage (default); 8.6.2 Ancillary drainage systems; 8.6.4 Land drainage; 8.6.3 External chemical, toxic and industrial liquid waste drainage; | A brick shallow silt trap and flow control chamber system for below ground drainage typically comprises of items such as base slabs, walls and benchings and toppings.
Ss_50_35_06_10 | 50 | 35 | 06 | 10 | Brick shallow silt trap and flow control chamber systems | レンガ製浅層シルトトラップ（雨水ます）および流量制御チャンバーシステム |  | 50-10-10/120 Brick manhole system for below ground drainage; | 8.6.1 Surface water and foul water drainage (default); 8.6.2 Ancillary drainage systems; 8.6.4 Land drainage; 8.6.3 External chemical, toxic and industrial liquid waste drainage; | A brick manhole system for below ground drainage typically comprises of items such as base slabs, walls and preformed channels and benching.
Ss_50_35_06_12 | 50 | 35 | 06 | 12 | Concrete deep manhole systems | コンクリート製深層マンホールシステム |  | 50-10-10/155 Precast concrete deep manhole system for below ground drainage; | 8.6.1 Surface water and foul water drainage (default); 8.6.2 Ancillary drainage systems; 8.6.4 Land drainage; 8.6.3 External chemical, toxic and industrial liquid waste drainage; | A precast concrete deep manhole system for below ground drainage typically comprises of items such as base slabs, shafts and access components.
Ss_50_35_06_14 | 50 | 35 | 06 | 14 | Concrete manhole systems | コンクリートマンホールシステム |  | 50-10-10/150 Precast concrete manhole system for below ground drainage; | 8.6.1 Surface water and foul water drainage (default); 8.6.2 Ancillary drainage systems; 8.6.4 Land drainage; 8.6.3 External chemical, toxic and industrial liquid waste drainage; | A precast concrete manhole system for below ground drainage typically comprises of items such as base slabs, shafts and preformed channels and benching.
Ss_50_35_06_16 | 50 | 35 | 06 | 16 | Concrete shallow inspection chamber systems | コンクリート製浅層検査チャンバーシステム |  | 50-10-10/145 Precast concrete shallow inspection chamber system for below ground drainage; | 8.6.1 Surface water and foul water drainage (default); 8.6.2 Ancillary drainage systems; 8.6.4 Land drainage; 8.6.3 External chemical, toxic and industrial liquid waste drainage; | A precast concrete shallow inspection chamber system for below ground drainage typically comprises of items such as base slabs, shafts and preformed channels and benching.
Ss_50_35_06_18 | 50 | 35 | 06 | 18 | Concrete silt trap and flow control chamber systems | コンクリート製雨水ますおよび流量制御チャンバーシステム |  | 50-10-10/140 Precast concrete silt trap and flow control chamber system for below ground drainage; | 8.6.1 Surface water and foul water drainage (default); 8.6.2 Ancillary drainage systems; 8.6.4 Land drainage; 8.6.3 External chemical, toxic and industrial liquid waste drainage; | A precast concrete silt trap and flow control chamber system for below ground drainage typically comprises of items such as base slabs, shafts and benchings and toppings.
Ss_50_35_06_62 | 50 | 35 | 06 | 62 | Plastics deep non-entry inspection chamber systems | プラスチック製深層非侵入検査チャンバーシステム |  | 50-10-10/130 Plastics deep non entry inspection chamber system for below ground drainage; | 8.6.1 Surface water and foul water drainage (default); 8.6.2 Ancillary drainage systems; 8.6.4 Land drainage; 8.6.3 External chemical, toxic and industrial liquid waste drainage; | A plastics deep non entry inspection chamber system for below ground drainage typically comprises of items such as bedding, base and chamber.
Ss_50_35_06_64 | 50 | 35 | 06 | 64 | Plastics distribution and sampling chamber systems | プラスチック製分類およびサンプリングチャンバーシステム |  | 50-10-10/135 Plastics distribution and sampling chamber system for below ground drainage; | 8.6.1 Surface water and foul water drainage (default); 8.6.2 Ancillary drainage systems; 8.6.4 Land drainage; 8.6.3 External chemical, toxic and industrial liquid waste drainage; | A plastics distribution and sampling chamber system for below ground drainage typically comprises of items such as bedding, base and chamber.
Ss_50_35_06_66 | 50 | 35 | 06 | 66 | Plastics shallow inspection chamber systems | プラスチック製浅層検査チャンバーシステム |  | 50-10-10/125 Plastics shallow inspection chamber system for below ground drainage; | 8.6.1 Surface water and foul water drainage (default); 8.6.2 Ancillary drainage systems; 8.6.4 Land drainage; 8.6.3 External chemical, toxic and industrial liquid waste drainage; | A plastics shallow inspection chamber system for below ground drainage typically comprises of items such as bedding, base and chamber.
Ss_50_35_08 | 50 | 35 | 08 |  | Below-ground gravity drainage systems | 地下重力排水システム |  |  |  | A precast concrete combined sewer overflow system typically comprises of items such as system performance, base slabs and precast concrete cso chamber walls and roof.
Ss_50_35_08_15 | 50 | 35 | 08 | 15 | Combined below-ground drainage pipeline systems | 地下排水パイプラインシステムの組み合わせ
Ss_50_35_08_16 | 50 | 35 | 08 | 16 | Combined sewer overflow systems | 下水道合流システム |  | 50-10-10/160 Precast concrete combined sewer overflow system; |  | A precast concrete combined sewer overflow system typically comprises of items such as system performance, base slabs and precast concrete cso chamber walls and roof.
Ss_50_35_08_30 | 50 | 35 | 08 | 30 | Foul wastewater below-ground drainage pipeline systems | 汚水地下排水パイプラインシステム |  | 50-10-15/115 Below ground foul wastewater gravity drainage pipeline system; | 8.6.1 Surface water and foul water drainage (default); 8.6.2 Ancillary drainage systems; 8.6.3 External chemical, toxic and industrial liquid waste drainage; | A below ground foul wastewater gravity drainage pipeline system typically comprises of items such as pipelines and pipeline beddings and surrounds.
Ss_50_35_08_85 | 50 | 35 | 08 | 85 | Surface water below-ground drainage pipeline systems | 地表水地下排水パイプラインシステム |  | 50-10-15/110 Below ground surface water gravity drainage pipeline system; | 8.6.1 Surface water and foul water drainage (default); 8.6.2 Ancillary drainage systems; 8.6.4 Land drainage; | A below ground surface water gravity drainage pipeline system typically comprises of items such as surface water collectors, pipelines and pipeline beddings and surrounds.
Ss_50_35_10 | 50 | 35 | 10 |  | Below-ground pumped drainage systems | 地下ポンプ式排水システム |  |  |  | A below ground private packaged pumping station and pressure pipeline drainage system typically comprises of items such as bases and surrounds, pumping stations and discharge pipelines.
Ss_50_35_10_06 | 50 | 35 | 10 | 06 | Below-ground package pumping station and pressure pipeline drainage systems | 地下パッケージポンプ場及び圧送管路排水設備 |  | 50-10-20/110 Below ground private packaged pumping station and pressure pipeline drainage system; | 8.6.2 Ancillary drainage systems (default); | A below ground private packaged pumping station and pressure pipeline drainage system typically comprises of items such as bases and surrounds, pumping stations and discharge pipelines.
Ss_50_35_45 | 50 | 35 | 45 |  | Land drainage systems | 土地排水システム |  |  |  | A blanket drain system for land drainage typically comprises of items such as blanket drain, collector drains and surfacing.
Ss_50_35_45_08 | 50 | 35 | 45 | 08 | Blanket drain land drainage systems | ブランケットドレン土地排水システム |  | 50-10-45/110 Blanket drain system for land drainage; | 8.6.4 Land drainage (default); | A blanket drain system for land drainage typically comprises of items such as blanket drain, collector drains and surfacing.
Ss_50_35_45_20 | 50 | 35 | 45 | 20 | Culvert land drainage systems | 暗渠排水システム |  | 50-10-45/150 Culvert system for land drainage; | 8.6.4 Land drainage (default); | A culvert system for land drainage typically comprises of items such as inlets, culverts and outlets.
Ss_50_35_45_30 | 50 | 35 | 45 | 30 | Filter drain land drainage systems | フィルター（ろ過）ドレン土地排水システム |  | 50-10-45/115 Filter drain system for land drainage; | 8.6.4 Land drainage (default); | A filter drain system for land drainage typically comprises of items such as geotextile trench lining, collector drains and backfill to trenches.
Ss_50_35_45_32 | 50 | 35 | 45 | 32 | Fin drain land drainage systems | フィンドレン土地排水システム |  | 50-10-45/120 Fin drain piped system for land drainage; | 8.6.4 Land drainage (default); | A fin drain piped system for land drainage typically comprises of items such as fin drain geocomposite, collector drains and backfill to trenches.
Ss_50_35_45_53 | 50 | 35 | 45 | 53 | Mole and subsoiling drain land drainage systems | Mole and subsoiling drain land drainage systems |  | 50-10-45/130 Mole drain or subsoiling drain system for land drainage; | 0.4.1 Site dewatering and pumping; 8.6.4 Land drainage (default); | A mole drain or subsoiling drain system for land drainage typically comprises of items such as mole channels and fissuring.
Ss_50_35_45_75 | 50 | 35 | 45 | 75 | Slitting and grooving drain land drainage systems | スリット、溝方式土地排水システム |  | 50-10-45/140 Slitting or grooving system for land drainage; | 0.4.1 Site dewatering and pumping; 8.6.4 Land drainage (default); | A slitting or grooving system for land drainage typically comprises of items such as underdrainage, slitting and grooving and fill.
Ss_50_35_45_85 | 50 | 35 | 45 | 85 | Subsoil drainage pipe drain systems | 下層土排水管ドレンシステム
Ss_50_35_45_90 | 50 | 35 | 45 | 90 | Trenchless drain land drainage systems | トレンチレスドレン土地排水システム |  | 50-10-45/145 Trenchless drain system for land drainage; | 0.4.1 Site dewatering and pumping; 8.6.4 Land drainage (default); | A trenchless drain system for land drainage typically comprises of items such as pipelines and backfill.
Ss_50_35_65 | 50 | 35 | 65 |  | Pressure relief drainage systems | 圧力解放排水システム |  |  |  | A pressure relief blanket drain system typically comprises of items such as blanket drain, collector drains and system accessories.
Ss_50_35_65_08 | 50 | 35 | 65 | 08 | Blanket drain pressure relief systems | ブランケットドレン圧力解放システム |  | 50-10-60/110 Pressure relief blanket drain system; | 0.4.1 Site dewatering and pumping; 8.6.4 Land drainage (default); | A pressure relief blanket drain system typically comprises of items such as blanket drain, collector drains and system accessories.
Ss_50_35_65_30 | 50 | 35 | 65 | 30 | Filter drain pressure relief systems | ろ過ドレン圧力開放システム |  | 50-10-60/120 Pressure relief filter drain system; | 0.4.1 Site dewatering and pumping; 8.6.4 Land drainage (default); | A pressure relief filter drain system typically comprises of items such as geotextile trench lining, collector drains and backfill to trenches.
Ss_50_35_65_35 | 50 | 35 | 65 | 35 | Geocomposite sheet fin drain pressure relief systems | ジオコンポジットシートフィンドレン圧力開放システム |  | 50-10-60/130 Pressure relief geocomposite sheet fin drain system; | 8.6.4 Land drainage (default); | A pressure relief geocomposite sheet fin drain system typically comprises of items such as drainage sheets, collector drains and backfill to trenches.
Ss_50_35_80 | 50 | 35 | 80 |  | Storm water gravity drainage systems | 雨水重力排水システム |  |  |  | A rigid attenuation or storage tank system for stormwater flood attenuation typically comprises of items such as system performance, base and tank units.
Ss_50_35_80_10 | 50 | 35 | 80 | 10 | Bifurcation storm water overflow systems | 分岐雨水オーバーフローシステム
Ss_50_35_80_72 | 50 | 35 | 80 | 72 | Rigid attenuation or storage tank for storm water flood attenuation systems | 雨水洪水減衰システム用の貯蔵タンク（雨水貯留槽）システム |  | 50-50-05/180 Rigid attenuation or storage tank system for stormwater flood attenuation; |  | A rigid attenuation or storage tank system for stormwater flood attenuation typically comprises of items such as system performance, base and tank units.
Ss_50_35_82 | 50 | 35 | 82 |  | Surface and waste water gravity drainage systems | 地表および汚水重力式排水システム
Ss_50_35_82_41 | 50 | 35 | 82 | 41 | Inlet drainage systems | 排水流入システム
Ss_50_35_82_59 | 50 | 35 | 82 | 59 | Outlet drainage systems | 排水流出システム
Ss_50_35_82_73 | 50 | 35 | 82 | 73 | Road drainage systems | 道路排水システム
Ss_50_35_85 | 50 | 35 | 85 |  | Surface and waste water pumped drainage systems | 地表および汚水ポンプアップ排水システム
Ss_50_40 | 50 | 40 |  |  | Solid waste collection and distribution systems | 固形廃棄物収集・分類システム
Ss_50_40_95 | 50 | 40 | 95 |  | Waste collection systems | 廃棄物収集システム
Ss_50_40_95_65 | 50 | 40 | 95 | 65 | Pneumatic waste collection systems | 空気式廃棄物収集システム
Ss_50_50 | 50 | 50 |  |  | Gas waste storage, treatment and disposal systems | ガス廃棄物の貯蔵、処理、処分システム
Ss_50_50_45 | 50 | 50 | 45 |  | Landfill gas disposal systems | 埋立地ガス処理（ゴミ埋立処分場ガス抜き）システム
Ss_50_50_95 | 50 | 50 | 95 |  | Waste gas treatment and disposal systems | 廃ガス処理および処分システム
Ss_50_60 | 50 | 60 |  |  | Non-aqueous liquid waste storage, treatment and disposal systems | 非水性液体廃棄物の保管、処理、および廃棄システム
Ss_50_60_45 | 50 | 60 | 45 |  | Landfill liquid disposal systems | 埋立液処理（ゴミ埋立処分地液体処理）システム
Ss_50_60_90 | 50 | 60 | 90 |  | Waste liquid fuel storage and treatment systems | 廃液燃料貯蔵および処理（使用済液体燃料貯蔵、処理）システム
Ss_50_60_95 | 50 | 60 | 95 |  | Waste process liquid storage and treatment systems | 廃液保管・処理（産業廃水貯蔵、処理）システム
Ss_50_70 | 50 | 70 |  |  | Drainage storage, treatment and disposal systems | 生活排水処理システム
Ss_50_70_05 | 50 | 70 | 05 |  | Below-ground private drainage disposal systems | 敷地内地下排水処理システム |  |  |  | A drainage field system for below ground wastewater drainage typically comprises of items such as pipelines, trench lining and barrier layer and bedding and surround.
Ss_50_70_05_20 | 50 | 70 | 05 | 20 | Below-ground waste water drainage field systems | 地下排水排水場システム |  | 50-50-05/170 Drainage field system for below ground wastewater drainage; | 8.6.1 Surface water and foul water drainage (default); | A drainage field system for below ground wastewater drainage typically comprises of items such as pipelines, trench lining and barrier layer and bedding and surround.
Ss_50_70_05_22 | 50 | 70 | 05 | 22 | Below-ground drainage packaged grease trap systems | 地下排水グリース阻集器システム |  | 50-50-05/150 Packaged grease trap system for below ground domestic wastewater drainage; | 8.6.1 Surface water and foul water drainage (default); | A packaged grease trap system for below ground domestic wastewater drainage typically comprises of items such as base, grease traps and surround.
Ss_50_70_05_23 | 50 | 70 | 05 | 23 | Below-ground drainage private packaged septic tank systems | 地下排水敷地内浄化槽システム |  | 50-50-05/160 Private packaged septic tank system for below ground domestic wastewater drainage; | 8.6.2 Ancillary drainage systems (default); | A private packaged septic tank system for below ground domestic wastewater drainage typically comprises of items such as base, septic tank units and surround.
Ss_50_70_05_24 | 50 | 70 | 05 | 24 | Below-ground drainage private packaged sewage treatment systems | 地下排水敷地内下水処理システム |  | 50-50-05/165 Private packaged sewage treatment system for below ground domestic wastewater drainage; | 8.6.2 Ancillary drainage systems (default); | A private packaged sewage treatment system for below ground domestic wastewater drainage typically comprises of items such as base, sewage treatment units and surround.
Ss_50_70_05_25 | 50 | 70 | 05 | 25 | Below-ground drainage private packaged storage tank systems | 地下排水敷地内排水槽システム |  | 50-50-05/155 Private packaged domestic wastewater below ground storage tank system (cesspool); | 8.6.2 Ancillary drainage systems (default); | A private packaged domestic wastewater below ground storage tank system (cesspool) typically comprises of items such as base, storage tank units and surround.
Ss_50_70_05_79 | 50 | 70 | 05 | 79 | Below-ground drainage concrete soakaway systems | 地下コンクリート雨水浸透システム |  | 50-50-05/130 Precast concrete soakaway system for below ground surface water drainage; | 8.6.1 Surface water and foul water drainage (default); | A precast concrete soakaway system for below ground surface water drainage typically comprises of items such as footings, base and precast units.
Ss_50_70_05_80 | 50 | 70 | 05 | 80 | Below-ground drainage granular fill soakaway systems | 地下砕石雨水浸透システム |  | 50-50-05/120 Granular fill soakaway system for below ground surface water drainage; | 8.6.1 Surface water and foul water drainage (default); | A granular fill soakaway system for below ground surface water drainage typically comprises of items such as geotextile trench lining, fill and capping.
Ss_50_70_05_81 | 50 | 70 | 05 | 81 | Below-ground drainage modular plastics attenuation or storage tank systems | 地下プラスチック製雨水貯留槽システム |  | 50-50-05/135 Modular plastics attenuation or storage tank system for below ground surface water drainage; | 8.6.1 Surface water and foul water drainage (default); | A modular plastics attenuation or storage tank system for below ground surface water drainage typically comprises of items such as base, modular units and membrane wrapping.
Ss_50_70_05_82 | 50 | 70 | 05 | 82 | Below-ground drainage modular plastics soakaway systems | 地下プラスチック製雨水貯留浸透槽システム |  | 50-50-05/125 Modular plastics soakaway system for below ground surface water drainage; | 8.6.1 Surface water and foul water drainage (default); | A modular plastics soakaway system for below ground surface water drainage typically comprises of items such as base, modular units and geotextile wrapping.
Ss_50_70_05_83 | 50 | 70 | 05 | 83 | Below-ground drainage packaged oil and petrol interceptor systems | 地下排水オイル阻集器システム |  | 50-50-05/145 Packaged oil and petrol interceptor system for below ground surface water drainage; | 8.6.2 Ancillary drainage systems (default); | A packaged oil and petrol interceptor system for below ground surface water drainage typically comprises of items such as base, interceptors and surround.
Ss_50_70_05_84 | 50 | 70 | 05 | 84 | Below-ground drainage packaged silt trap systems | 地下排水雨水トラップシステム |  | 50-50-05/110 Packaged silt trap system for below ground surface water drainage; | 8.6.1 Surface water and foul water drainage (default); | A packaged silt trap system for below ground surface water drainage typically comprises of items such as silt trap type, base and surround.
Ss_50_70_05_85 | 50 | 70 | 05 | 85 | Below-ground drainage rigid attenuation or storage tank systems | 地下排水剛性タンクシステム |  | 50-50-05/140 Rigid attenuation or storage tank system for below ground surface water drainage; | 8.6.1 Surface water and foul water drainage (default); | A rigid attenuation or storage tank system for below ground surface water drainage typically comprises of items such as base, tank units and surround.
Ss_50_70_05_86 | 50 | 70 | 05 | 86 | Below-ground drainage wet well systems | 地下排水槽システム |  | 50-50-05/115 Wet well system for below ground surface water drainage; | 8.6.1 Surface water and foul water drainage (default); | A wet well system for below ground surface water drainage typically comprises of items such as base, precast units and geotextile wrapping.
Ss_50_70_05_95 | 50 | 70 | 05 | 95 | Below-ground drainage outfall systems | 地下排水外部流出処理システム |  | 50-50-05/175 Drainage outfall system for below ground wastewater drainage; | 8.6.1 Surface water and foul water drainage (default); | A drainage outfall system for below ground wastewater drainage typically comprises of items such as base, headwalls and splash plates.
Ss_50_70_24 | 50 | 70 | 24 |  | Drainage disposal systems | 排水処理システム
Ss_50_70_24_80 | 50 | 70 | 24 | 80 | Soakaway borehole systems | 雨水浸透排水システム
Ss_50_70_60 | 50 | 70 | 60 |  | Private drainage treatment systems | 敷地内排水処理システム
Ss_50_70_60_70 | 50 | 70 | 60 | 70 | Radioactive wastewater treatment systems | 放射性排水処理システム
Ss_50_70_83 | 50 | 70 | 83 |  | Surface water tank systems | 地表水タンクシステム
Ss_50_70_85 | 50 | 70 | 85 |  | Sustainable drainage systems (SuDS) | サステナブル排水システム |  |  |  | A suds below ground rigid attenuation storage tank system typically comprises of items such as excavation, form and inflows.
Ss_50_70_85_00 | 50 | 70 | 85 | 00 | SuDS management train systems | サステナブル排水システム（SuDS）マネジメント訓練システム
Ss_50_70_85_06 | 50 | 70 | 85 | 06 | Below-ground surface water storage tank systems | 地下地表水貯蔵タンクシステム |  | 50-50-75/104 SuDS below ground rigid attenuation storage tank system; | 8.6.2 Ancillary drainage systems (default); | A suds below ground rigid attenuation storage tank system typically comprises of items such as excavation, form and inflows.
Ss_50_70_85_08 | 50 | 70 | 85 | 08 | Bioretention area systems | バイオリテンションエリア（生物滞留池）システム |  | 50-50-75/108 SuDS bioretention area system; | 8.6.2 Ancillary drainage systems (default); 8.3.2 External planting; | A suds bioretention area system typically comprises of items such as excavation, inflows and construction.
Ss_50_70_85_15 | 50 | 70 | 85 | 15 | Conveyance swale systems | 可動ユニット緑化フロアシステム |  | 50-50-75/112 SuDS conveyance swale system; | 8.6.2 Ancillary drainage systems (default); | A suds conveyance swale system typically comprises of items such as excavation, inflows and construction.
Ss_50_70_85_21 | 50 | 70 | 85 | 21 | Detention basin systems | 盆地滞留システム |  | 50-50-75/116 SuDS detention basin system; | 8.6.2 Ancillary drainage systems (default); | A suds detention basin system typically comprises of items such as excavation, inflows and construction.
Ss_50_70_85_24 | 50 | 70 | 85 | 24 | Dry swale systems | 低湿地システム
Ss_50_70_85_30 | 50 | 70 | 85 | 30 | Filter strip systems | フィルターストリップ（ろ過除去）システム |  | 50-50-75/124 SuDS filter strip system; | 8.6.2 Ancillary drainage systems (default); | A suds filter strip system typically comprises of items such as excavation, surface inflows and construction.
Ss_50_70_85_31 | 50 | 70 | 85 | 31 | Filter drain systems | フィルター（ろ過）排水システム |  | 50-50-75/128 SuDS filter trench system; | 8.6.2 Ancillary drainage systems (default); | A suds filter trench system typically comprises of items such as excavation, inflows and construction.
Ss_50_70_85_32 | 50 | 70 | 85 | 32 | Filtration treatment and separation systems | ろ過処理および分離システム |  | 50-50-75/198 Proprietary treatment system; |  | A proprietary treatment system typically comprises of items such as form.
Ss_50_70_85_33 | 50 | 70 | 85 | 33 | Geocellular attenuation tank systems | ジオセル（ハニカム構造）雨水減衰タンクシステム
Ss_50_70_85_34 | 50 | 70 | 85 | 34 | Geocellular soakaway systems | ジオセル（ハニカム構造）雨水浸透タンクシステム |  | 50-50-75/136 SuDS geocellular soakaway system; | 8.6.2 Ancillary drainage systems (default); | A suds geocellular soakaway system typically comprises of items such as excavation, subgrade improvement layer and inflows.
Ss_50_70_85_35 | 50 | 70 | 85 | 35 | Granular fill soakaway systems | 砕石雨水浸透システム |  | 50-50-75/140 SuDS granular fill soakaway system; | 8.6.2 Ancillary drainage systems (default); | A suds granular fill soakaway system typically comprises of items such as excavation, inflows and construction.
Ss_50_70_85_41 | 50 | 70 | 85 | 41 | Infiltration basin systems | 浸透盆池システム |  | 50-50-75/152 SuDS infiltration basin system; | 8.6.2 Ancillary drainage systems (default); | A suds infiltration basin system typically comprises of items such as excavation, inflows and construction.
Ss_50_70_85_42 | 50 | 70 | 85 | 42 | Infiltration trench systems | 浸透トレンチシステム
Ss_50_70_85_58 | 50 | 70 | 85 | 58 | Open channel conveyance systems | 開水路搬送システム |  | 50-50-75/160 SuDS open channel conveyance system; | 8.6.2 Ancillary drainage systems (default); | A suds open channel conveyance system typically comprises of items such as excavation, inflows and construction.
Ss_50_70_85_61 | 50 | 70 | 85 | 61 | Pervious pavement systems | 透水性舗装システム |  | 50-50-75/164 SuDS permeable pavement system; | 8.2.2 Special surfacings and pavings (default); | A suds permeable pavement system typically comprises of items such as excavation and construction.
Ss_50_70_85_64 | 50 | 70 | 85 | 64 | Pond systems | 貯水池システム |  | 50-50-75/176 SuDS retention pond system; | 8.6.2 Ancillary drainage systems (default); | A suds retention pond system typically comprises of items such as excavation, inflows and construction.
Ss_50_70_85_66 | 50 | 70 | 85 | 66 | Precast concrete soakaway systems | プレキャストコンクリート浸透システム |  | 50-50-75/168 SuDS precast concrete ring soakaway system; | 8.6.2 Ancillary drainage systems (default); | A suds precast concrete ring soakaway system typically comprises of items such as excavation, inflows and construction.
Ss_50_70_85_70 | 50 | 70 | 85 | 70 | Rainwater harvesting systems | 雨水利用システム |  | 50-50-75/172 SuDS rainwater harvesting system; | 8.6.2 Ancillary drainage systems (default); 8.7.1 Water mains supply; 2.3.4 Roof drainage; 5.4.2 Cold water distribution; | A suds rainwater harvesting system typically comprises of items such as rainwater harvesting systems.
Ss_50_70_85_75 | 50 | 70 | 85 | 75 | Sand filter bed systems | 砂ろ過槽システム |  | 50-50-75/180 SuDS sand filter bed below ground system; | 8.6.2 Ancillary drainage systems (default); | A suds sand filter bed below ground system typically comprises of items such as excavation, inflows and construction.
Ss_50_70_85_76 | 50 | 70 | 85 | 76 | Sand filter bed surface systems | 砂ろ過槽表面システム
Ss_50_70_85_85 | 50 | 70 | 85 | 85 | Swale systems | 湿地システム
Ss_50_70_85_96 | 50 | 70 | 85 | 96 | Water butt systems | 雨水タンクシステム |  | 50-50-75/188 SuDS water butt system; | 8.6.2 Ancillary drainage systems (default); | A suds water butt system typically comprises of items such as form and arrangement.
Ss_50_70_85_97 | 50 | 70 | 85 | 97 | Wet swale systems | 湿潤湿地システム
Ss_50_70_85_98 | 50 | 70 | 85 | 98 | Wetland drainage systems | 湿地排水システム |  | 50-50-75/196 SuDS wetland system; | 8.6.2 Ancillary drainage systems (default); 8.5.2 Ornamental features; 8.3.2 External planting; | A suds wetland system typically comprises of items such as excavation, inflows and construction.
Ss_50_75 | 50 | 75 |  |  | Wastewater storage, treatment and disposal systems | 排水の貯蔵、処理、処分システム
Ss_50_75_01 | 50 | 75 | 01 |  | Aeration systems | ばっ気装置システム |  |  |  | A diffused aeration system typically comprises of items such as air supply, pipelines and pipeline ancillaries.
Ss_50_75_01_22 | 50 | 75 | 01 | 22 | Diffused aeration systems | 散気式ばっ気システム |  | 50-55-05/101 Diffused aeration system; |  | A diffused aeration system typically comprises of items such as air supply, pipelines and pipeline ancillaries.
Ss_50_75_01_44 | 50 | 75 | 01 | 44 | Jet aeration systems | ジェットばっ気システム |  | 50-55-05/105 Jet aeration system; |  | A jet aeration system typically comprises of items such as air supply, pump and pump pipelines.
Ss_50_75_01_51 | 50 | 75 | 01 | 51 | Mechanical aeration systems | 機械式ばっ気システム |  | 50-55-05/110 Mechanical aeration system; |  | A mechanical aeration system typically comprises of items such as aerator and control.
Ss_50_75_01_90 | 50 | 75 | 01 | 90 | Tray cascade aeration systems | 積層ばっ気システム |  | 50-55-05/120 Tray cascade aeration system; |  | A tray cascade aeration system typically comprises of items such as aerator, pipeline and pipeline ancillaries.
Ss_50_75_20 | 50 | 75 | 20 |  | Decanting systems | 容器保管システム |  |  |  | A wastewater decant system typically comprises of items such as decanter, discharge pipelines and valves.
Ss_50_75_20_96 | 50 | 75 | 20 | 96 | Wastewater decanting systems | 排水容器保管システム |  | 50-55-10/101 Wastewater decant system; |  | A wastewater decant system typically comprises of items such as decanter, discharge pipelines and valves.
Ss_50_75_21 | 50 | 75 | 21 |  | Desludging and sludge handling systems | 沈殿物処理システム |  |  |  | A desludging system typically comprises of items such as system performance, sludge removal mechanism and sludge discharge valve.
Ss_50_75_21_20 | 50 | 75 | 21 | 20 | Desludging systems | 沈殿物除去システム |  | 50-55-15/110 Desludging system; |  | A desludging system typically comprises of items such as system performance, sludge removal mechanism and sludge discharge valve.
Ss_50_75_21_75 | 50 | 75 | 21 | 75 | Settlement tank gravity desludging systems | 沈殿物沈殿除去システム |  | 50-55-15/110 Desludging system; |  | A desludging system typically comprises of items such as system performance, sludge removal mechanism and sludge discharge valve.
Ss_50_75_21_80 | 50 | 75 | 21 | 80 | Sludge handling and treatment systems | 沈殿物処理及び分解システム |  | 50-55-70/110 Sludge handling and treatment system; |  | A sludge handling and treatment system typically comprises of items such as sludge handling, sludge thickening and sludge treatment.
Ss_50_75_34 | 50 | 75 | 34 |  | Grit treatment and removal systems | 直接除去システム |  |  |  | A crossflow grit removal system typically comprises of items such as grit trap, grit classifier and grit transfer pump.
Ss_50_75_34_16 | 50 | 75 | 34 | 16 | Cross-flow grit removal systems | クロスフローろ過システム |  | 50-55-20/105 Crossflow grit removal system; |  | A crossflow grit removal system typically comprises of items such as grit trap, grit classifier and grit transfer pump.
Ss_50_75_34_60 | 50 | 75 | 34 | 60 | Package grit treatment and removal systems | パッケージろ過システム |  | 50-55-20/115 Package grit treatment and removal system; |  | A package grit treatment and removal system typically comprises of items such as grit treatment and removal plant, grit collection and controls.
Ss_50_75_34_94 | 50 | 75 | 34 | 94 | Vortex grit removal systems | ボルテックスろ過システム |  | 50-55-20/110 Vortex grit removal system; |  | A vortex grit removal system typically comprises of items such as grit trap, grit classifier and grit transfer pump.
Ss_50_75_41 | 50 | 75 | 41 |  | Inlet works systems | 吸入システム |  |  |  | An inlet works (in-situ) typically comprises of items such as inlet manhole, inlet/conveyance channel and overflow screens.
Ss_50_75_41_15 | 50 | 75 | 41 | 15 | Concrete inlet works systems | コンクリート吸入システム |  | 50-55-40/105 Inlet works (In-situ); |  | An inlet works (in-situ) typically comprises of items such as inlet manhole, inlet/conveyance channel and overflow screens.
Ss_50_75_41_60 | 50 | 75 | 41 | 60 | Package inlet works systems | パッケージ吸入システム |  | 50-55-40/106 Inlet works (In-situ concrete); |  | An inlet works (in-situ concrete) typically comprises of items such as inlet manhole, inlet/conveyance channel and overflow screens.
Ss_50_75_41_66 | 50 | 75 | 41 | 66 | Prefabricated inlet works systems | プレハブ型吸入システム
Ss_50_75_58 | 50 | 75 | 58 |  | Odour control systems | 臭気制御システム |  |  |  | A bio-filtration system typically comprises of items such as drive system oversizing factor, covers and ductwork.
Ss_50_75_58_07 | 50 | 75 | 58 | 07 | Biofiltration systems | バイオフィルターシステム |  | 50-55-45/105 Bio-filtration system; |  | A bio-filtration system typically comprises of items such as drive system oversizing factor, covers and ductwork.
Ss_50_75_58_08 | 50 | 75 | 58 | 08 | Bio-scrubber systems | バイオスクラバーシステム |  | 50-55-45/110 Bio-scrubber system; |  | A bio-scrubber system typically comprises of items such as drive system oversizing factor, covers and ductwork.
Ss_50_75_58_11 | 50 | 75 | 58 | 11 | Catalytic iron filter systems | 触媒鉄フィルターシステム |  | 50-55-45/115 Catalytic iron filter system; |  | A catalytic iron filter system typically comprises of items such as drive system oversizing factor, covers and ductwork.
Ss_50_75_58_23 | 50 | 75 | 58 | 23 | Dry installation systems | 乾式装置システム |  | 50-55-45/120 Dry installation system; |  | A dry installation system typically comprises of items such as drive system oversizing factor, covers and ductwork.
Ss_50_75_58_96 | 50 | 75 | 58 | 96 | Wet scrubber systems | 湿式スクラバー（集塵）システム |  | 50-55-45/125 Wet scrubber system; |  | A wet scrubber system typically comprises of items such as drive system oversizing factor, covers and ductwork.
Ss_50_75_67 | 50 | 75 | 67 |  | Primary sewage treatment and final settlement systems | 一次下水処理および最終沈殿システム |  |  |  | A horizontal flow tank system typically comprises of items such as base, walls and foundations.
Ss_50_75_67_38 | 50 | 75 | 67 | 38 | Horizontal flow tank systems | 水平フロータンクシステム |  | 50-55-50/110 Horizontal flow tank system; |  | A horizontal flow tank system typically comprises of items such as base, walls and foundations.
Ss_50_75_67_46 | 50 | 75 | 67 | 46 | Lamella tank systems | 垂直積層フロータンクシステム |  | 50-55-50/120 Lamella tank system; |  | A lamella tank system typically comprises of items such as form, base and walls.
Ss_50_75_67_70 | 50 | 75 | 67 | 70 | Radial flow tank systems | 放射状フロータンクシステム |  | 50-55-50/115 Radial flow tank system; |  | A radial flow tank system typically comprises of items such as base, walls and foundations.
Ss_50_75_75 | 50 | 75 | 75 |  | Scum removal systems | 不純物除去システム |  |  |  | A wastewater scum removal system typically comprises of items such as scum containment, scraper and scum withdrawal point.
Ss_50_75_75_96 | 50 | 75 | 75 | 96 | Wastewater scum removal systems | 排水不純物除去システム |  | 50-55-65/110 Wastewater scum removal system; |  | A wastewater scum removal system typically comprises of items such as scum containment, scraper and scum withdrawal point.
Ss_50_75_77 | 50 | 75 | 77 |  | Secondary sewage treatment systems | 二次下水処理システム |  |  |  | An activated sludge aeration tank system typically comprises of items such as base, walls and access.
Ss_50_75_77_01 | 50 | 75 | 77 | 01 | Activated sludge aeration tank systems | 活性汚泥曝気槽システム |  | 50-55-67/115 Activated sludge aeration tank system; |  | An activated sludge aeration tank system typically comprises of items such as base, walls and access.
Ss_50_75_77_07 | 50 | 75 | 77 | 07 | Biological filter tank systems | バイオフィルター槽システム |  | 50-55-67/110 Biological filter tanks; |  | A biological filter tanks typically comprises of items such as base, walls and access.
Ss_50_75_92 | 50 | 75 | 92 |  | Wastewater chemical dosing systems | 排水薬品注入システム |  |  |  | A chemical dosing system typically comprises of items such as dosing chemical, delivery and bulk storage.
Ss_50_75_92_13 | 50 | 75 | 92 | 13 | Chemical dosing systems | 薬品注入システム |  | 50-55-80/101 Chemical dosing system; |  | A chemical dosing system typically comprises of items such as dosing chemical, delivery and bulk storage.
Ss_50_75_93 | 50 | 75 | 93 |  | Wastewater filtration systems | 排水ろ過システム |  |  |  | An aggregate filtration system typically comprises of items such as filtration media.
Ss_50_75_93_02 | 50 | 75 | 93 | 02 | Aggregate filtration systems | 骨材ろ過システム |  | 50-55-83/110 Aggregate filtration system; |  | An aggregate filtration system typically comprises of items such as filtration media.
Ss_50_75_93_07 | 50 | 75 | 93 | 07 | Biological percolating filter tiling systems | バイオフィルター浸透ろ過システム |  | 50-55-83/120 Wastewater biological percolating filter tiling system; |  | A wastewater biological percolating filter tiling system typically comprises of items such as tiles.
Ss_50_75_93_52 | 50 | 75 | 93 | 52 | Membrane filtration systems | 膜ろ過システム |  | 50-55-83/130 Membrane filtration system; |  | A membrane filtration system typically comprises of items such as membrane filter.
Ss_50_75_94 | 50 | 75 | 94 |  | Wastewater screenings handling systems | 排水分別制御システム |  |  |  | A combined screenings capture and treatment system typically comprises of items such as integrated mechanical screen, screenings disposal and controls.
Ss_50_75_94_16 | 50 | 75 | 94 | 16 | Combined screenings capture and handling systems | 分別・制御合体システム |  | 50-55-85/105 Combined screenings capture and treatment system; |  | A combined screenings capture and treatment system typically comprises of items such as integrated mechanical screen, screenings disposal and controls.
Ss_50_75_94_56 | 50 | 75 | 94 | 56 | Non-powered screening systems | 非電動分別システム |  | 50-55-85/110 Non-powered screening system; |  | A non-powered screening system typically comprises of items such as wastewater screen.
Ss_50_75_94_64 | 50 | 75 | 94 | 64 | Powered screenings capture and handling systems | 電動分別・制御システム |  | 50-55-85/101 Powered screenings capture and handling system; |  | A powered screenings capture and handling system typically comprises of items such as wastewater screens, screenings transfer products and pump.
Ss_50_75_95 | 50 | 75 | 95 |  | Wastewater supply systems | 排水供給システム |  |  |  | A wastewater supply system typically comprises of items such as pipelines, valves and pumps.
Ss_50_75_95_67 | 50 | 75 | 95 | 67 | Pumped wastewater supply systems | 揚水排水供給システム |  | 50-55-95/120 Wastewater supply system; |  | A wastewater supply system typically comprises of items such as pipelines, valves and pumps.
Ss_50_75_98 | 50 | 75 | 98 |  | Wastewater tank systems | 排水タンクシステム |  |  |  | A tank flushing system typically comprises of items such as tank flushing mechanism, feed pumps and feed pipework.
Ss_50_75_98_96 | 50 | 75 | 98 | 96 | Wastewater tank flushing systems | 排水タンク洗浄システム |  | 50-55-97/101 Tank flushing system; |  | A tank flushing system typically comprises of items such as tank flushing mechanism, feed pumps and feed pipework.
Ss_50_80 | 50 | 80 |  |  | Solid waste storage, treatment and disposal systems | 固形廃棄物処理システム
Ss_50_80_40 | 50 | 80 | 40 |  | Incinerator systems | 焼却炉システム
Ss_50_80_80 | 50 | 80 | 80 |  | Solid waste compacting systems | 固形廃棄物圧縮システム |  |  |  | A waste compactor system typically comprises of items such as waste compactor, electrical supply and concrete base.
Ss_50_80_80_96 | 50 | 80 | 80 | 96 | Waste compactor systems | 廃棄物圧縮システム |  | 50-80-80/105 Waste compactor system; |  | A waste compactor system typically comprises of items such as waste compactor, electrical supply and concrete base.
Ss_50_80_82 | 50 | 80 | 82 |  | Solid waste sorting systems | 固形廃棄物分別システム
Ss_50_80_96 | 50 | 80 | 96 |  | Weighbridge systems | 台貫計量システム |  |  |  | An above ground weighbridge system typically comprises of items such as weighbridge, base and vehicle control system.
Ss_50_80_96_00 | 50 | 80 | 96 | 00 | Above-ground weighbridge systems | 地上台貫計量システム |  | 75-75-95/120 Above ground weighbridge system; |  | An above ground weighbridge system typically comprises of items such as weighbridge, base and vehicle control system.
Ss_50_80_96_63 | 50 | 80 | 96 | 63 | Pit weighbridge systems | ピット台貫計量システム |  | 75-75-95/110 Pit weighbridge system; |  | A pit weighbridge system typically comprises of items such as weighbridge, pit structure and drainage system.
Ss_50_95 | 50 | 95 |  |  | Temporary disposal systems | 一時処分（廃棄物仮処分、一次処分）システム
Ss_55 | 55 |  |  |  | Piped supply systems | 配管供給システム
Ss_55_05 | 55 | 05 |  |  | Gas extraction, treatment and storage systems | ガス抽気処理システム
Ss_55_05_30 | 55 | 05 | 30 |  | Gas extraction systems | ガス抽気システム
Ss_55_05_75 | 55 | 05 | 75 |  | Gas storage tank systems | ガス貯蔵タンクシステム
Ss_55_05_85 | 55 | 05 | 85 |  | Gas treatment systems | ガス処理システム
Ss_55_05_95 | 55 | 05 | 95 |  | Gas well systems | ガス井システム
Ss_55_10 | 55 | 10 |  |  | Liquid fuel extraction, treatment and storage systems | 液体燃料の抽出、処理、貯蔵システム
Ss_55_10_70 | 55 | 10 | 70 |  | Liquid fuel extraction systems | 液体燃料抽出システム
Ss_55_10_75 | 55 | 10 | 75 |  | Liquid fuel storage tank systems | 液体燃料貯蔵タンクシステム
Ss_55_10_85 | 55 | 10 | 85 |  | Liquid fuel treatment systems | 液体燃料処理システム
Ss_55_10_95 | 55 | 10 | 95 |  | Liquid fuel well systems | 液体燃料井システム
Ss_55_15 | 55 | 15 |  |  | Water extraction, treatment and storage systems | 水抽出、処理および貯蔵システム
Ss_55_15_65 | 55 | 15 | 65 |  | Potable water storage tank systems | 飲料水貯蔵タンクシステム |  |  |  | A precast concrete potable water storage system typically comprises of items such as foundation, walls and joints.
Ss_55_15_65_15 | 55 | 15 | 65 | 15 | Concrete potable water storage systems | コンクリート製飲料水貯蔵システム |  | 55-05-65/130 Precast concrete potable water storage system; |  | A precast concrete potable water storage system typically comprises of items such as foundation, walls and joints.
Ss_55_15_65_65 | 55 | 15 | 65 | 65 | Plastics potable water storage systems | プラスチック製飲料水貯蔵システム |  | 55-05-65/120 Plastics potable water storage system; |  | A plastics potable water storage system typically comprises of items such as foundation, storage tank and supply pipework.
Ss_55_15_65_72 | 55 | 15 | 65 | 72 | Reinforced concrete potable water storage systems | 鉄筋コンクリート製飲料水貯蔵システム |  | 55-05-65/101 Reinforced concrete potable water storage system; |  | A reinforced concrete potable water storage system typically comprises of items such as base, walls and roof.
Ss_55_15_65_84 | 55 | 15 | 65 | 84 | Steel framed potable water storage systems | スチール製飲料水貯蔵システム |  | 55-05-65/110 Steel framed potable water storage system; |  | A steel framed potable water storage system typically comprises of items such as foundation, superstructure and storage tank.
Ss_55_15_70 | 55 | 15 | 70 |  | Water reservoir systems | 貯水システム
Ss_55_15_72 | 55 | 15 | 72 |  | Water extraction and monitoring systems | 水抽出および監視システム
Ss_55_15_72_20 | 55 | 15 | 72 | 20 | Water extraction borehole systems | 水抽出ボーリング（井戸）システム
Ss_55_15_72_50 | 55 | 15 | 72 | 50 | Water monitoring borehole systems | 水監視ボアホール（観測井）システム
Ss_55_15_85 | 55 | 15 | 85 |  | Water treatment and purification systems | 水処理および浄化システム |  |  |  | A biological aerated flooded filter system typically comprises of items such as system performance, filter media and aeration system.
Ss_55_15_85_08 | 55 | 15 | 85 | 08 | Biological aerated flooded filter systems | 生物学的曝気洪水フィルター（バイオ曝気フィルター）システム |  | 55-05-85/115 Biological aerated flooded filter system; |  | A biological aerated flooded filter system typically comprises of items such as system performance, filter media and aeration system.
Ss_55_15_85_23 | 55 | 15 | 85 | 23 | Dissolved air flotation systems | 溶存空気浮選（空気混入液体流動）システム |  | 55-05-85/110 Dissolved air flotation system; |  | A dissolved air flotation system typically comprises of items such as plant.
Ss_55_15_85_46 | 55 | 15 | 85 | 46 | Lamella plate systems | ラメラプレート（積層プレート）システム |  | 55-05-85/105 Lamella plate system; |  | A lamella plate system typically comprises of items such as settlement equipment.
Ss_55_15_85_75 | 55 | 15 | 85 | 75 | Sandfilter systems | 砂ろ過システム |  | 55-05-85/120 Sandfilter system; |  | A sandfilter system typically comprises of items such as system performance, configuration and filter media.
Ss_55_15_85_85 | 55 | 15 | 85 | 85 | Submerged aerated filter systems | 水中通気フィルターシステム |  | 55-05-85/101 Submerged aerated filter system; |  | A submerged aerated filter system typically comprises of items such as filter media, aeration and effluent collection pipework.
Ss_55_15_95 | 55 | 15 | 95 |  | Wet well systems | ウェットウェル（井戸式）システム |  |  |  | A piled wet well system typically comprises of items such as foundation, base and skip.
Ss_55_15_95_64 | 55 | 15 | 95 | 64 | Piled wet well systems | 打込井戸システム |  | 55-05-95/110 Piled wet well system; |  | A piled wet well system typically comprises of items such as foundation, base and skip.
Ss_55_15_95_72 | 55 | 15 | 95 | 72 | Reinforced concrete wet well systems | 現場打井戸システム |  | 55-05-95/105 Reinforced concrete wet well system; |  | A reinforced concrete wet well system typically comprises of items such as base, walls and roof.
Ss_55_20 | 55 | 20 |  |  | Gas distribution and supply systems | ガス分配供給システム
Ss_55_20_33 | 55 | 20 | 33 |  | Gas distribution network systems | ガス分配ネットワークシステム
Ss_55_20_33_56 | 55 | 20 | 33 | 56 | Natural gas distribution network systems | 天然ガス分配ネットワークシステム
Ss_55_20_34 | 55 | 20 | 34 |  | Gas supply systems | ガス供給システム |  |  |  | A biogas system typically comprises of items such as gas collection, metering and pipeline material.
Ss_55_20_34_05 | 55 | 20 | 34 | 05 | Biogas supply systems | バイオガス供給システム |  | 55-60-05/110 Biogas system; | 5.9.1 Fuel storage; 8.7.7 External fuel storage and piped distribution systems (default); 5.9.2 Fuel distribution systems; | A biogas system typically comprises of items such as gas collection, metering and pipeline material.
Ss_55_20_34_40 | 55 | 20 | 34 | 40 | Incoming gas supply systems | 流入ガス供給システム |  | 55-60-55/110 Incoming gas supply; | 5.9.2 Fuel distribution systems; 8.7.5 Gas mains supply (default); | An incoming gas supply typically comprises of items such as gas transporter, gas supplier and volume flow rate.
Ss_55_20_34_46 | 55 | 20 | 34 | 46 | Liquefied petroleum gas (LPG) supply systems | 液化石油ガス（LPG）供給システム |  | 55-60-50/110 LPG supply system; | 5.9.1 Fuel storage; 8.7.7 External fuel storage and piped distribution systems (default); 5.9.2 Fuel distribution systems; | An lpg supply system typically comprises of items such as storage vessels, vessel accessories and pipelines and ancillaries.
Ss_55_20_34_57 | 55 | 20 | 34 | 57 | Natural gas supply systems | 天然ガス供給システム |  | 55-60-55/120 Natural gas supply system; | 5.9.2 Fuel distribution systems; 8.7.5 Gas mains supply (default); | A natural gas supply system typically comprises of items such as metering, pipeline material and support.
Ss_55_20_34_95 | 55 | 20 | 34 | 95 | Welding gas supply systems | 可燃性ガス供給システム
Ss_55_20_40 | 55 | 20 | 40 |  | Inert gas supply systems | 不活性ガス供給システム
Ss_55_20_45 | 55 | 20 | 45 |  | Laboratory gas supply systems | 実験室ガス供給システム |  |  |  | A laboratory argon supply system typically comprises of items such as source supply, standby supply and pipelines.
Ss_55_20_45_05 | 55 | 20 | 45 | 05 | Laboratory argon supply systems | 実験室用アルゴン供給システム |  | 55-60-45/110 Laboratory argon supply system; | 5.13.1 Specialist piped supply installations (default); | A laboratory argon supply system typically comprises of items such as source supply, standby supply and pipelines.
Ss_55_20_45_15 | 55 | 20 | 45 | 15 | Laboratory compressed air supply systems | 実験室用圧縮空気供給システム
Ss_55_20_45_36 | 55 | 20 | 45 | 36 | Laboratory helium supply systems | 実験室ヘリウム供給システム |  | 55-60-45/120 Laboratory helium supply system; | 5.13.1 Specialist piped supply installations (default); | A laboratory helium supply system typically comprises of items such as source supply, standby supply and pipelines.
Ss_55_20_45_39 | 55 | 20 | 45 | 39 | Laboratory hydrogen supply systems | 実験室水素供給システム |  | 55-60-45/130 Laboratory hydrogen supply system; | 5.13.1 Specialist piped supply installations (default); | A laboratory hydrogen supply system typically comprises of items such as source supply, standby supply and pipelines.
Ss_55_20_45_56 | 55 | 20 | 45 | 56 | Laboratory nitrogen supply systems | 実験室用窒素供給システム |  | 55-60-45/140 Laboratory nitrogen supply system; | 5.13.1 Specialist piped supply installations (default); | A laboratory nitrogen supply system typically comprises of items such as source supply, standby supply and pipelines.
Ss_55_20_45_59 | 55 | 20 | 45 | 59 | Laboratory oxygen supply systems | 実験室用酸素供給システム |  | 55-60-45/150 Laboratory oxygen supply system; | 5.13.1 Specialist piped supply installations (default); | A laboratory oxygen supply system typically comprises of items such as source supply, standby supply and pipelines.
Ss_55_20_51 | 55 | 20 | 51 |  | Medical gas and vacuum systems | 医療ガス供給システム |  |  |  | A medical anaesthetic gas scavenging system typically comprises of items such as exhauster units, pipelines and pipeline ancillaries.
Ss_55_20_51_03 | 55 | 20 | 51 | 03 | Medical anaesthetic gas scavenging systems | 医療用麻酔ガス除去システム |  | 55-65-40/160 Medical anaesthetic gas scavenging system; | 5.7.2 Local and special ventilation (default); | A medical anaesthetic gas scavenging system typically comprises of items such as exhauster units, pipelines and pipeline ancillaries.
Ss_55_20_51_15 | 55 | 20 | 51 | 15 | Medical compressed air supply systems | 医療用圧縮空気供給システム |  | 55-65-40/140 Medical compressed air supply system; | 5.13.1 Specialist piped supply installations (default); | A medical compressed air supply system typically comprises of items such as primary supply, secondary supply and reserve supply.
Ss_55_20_51_27 | 55 | 20 | 51 | 27 | Medical entonox supply systems | 医療用アントノワ供給システム
Ss_55_20_51_36 | 55 | 20 | 51 | 36 | Medical helium/ oxygen mixture supply systems | 医療用ヘリウム/酸素混合物供給システム |  | 55-65-40/170 Medical helium/ oxygen mixture supply system; | 5.13.1 Specialist piped supply installations (default); | A medical helium/ oxygen mixture supply system typically comprises of items such as primary supply, secondary supply and reserve supply.
Ss_55_20_51_56 | 55 | 20 | 51 | 56 | Medical nitrous oxide supply systems | 医療用亜酸化窒素供給システム |  | 55-65-40/120 Medical nitrous oxide supply system; | 5.13.1 Specialist piped supply installations (default); | A medical nitrous oxide supply system typically comprises of items such as primary supply, secondary supply and reserve supply.
Ss_55_20_51_57 | 55 | 20 | 51 | 57 | Medical nitrous oxide/ oxygen mixture supply systems | 医療用亜酸化窒素/酸素混合物供給システム |  | 55-65-40/130 Medical nitrous oxide/ oxygen mixture supply system; | 5.13.1 Specialist piped supply installations (default); | A medical nitrous oxide/ oxygen mixture supply system typically comprises of items such as primary supply, secondary supply and reserve supply.
Ss_55_20_51_59 | 55 | 20 | 51 | 59 | Medical oxygen supply systems | 医療用酸素供給（吸入）システム |  | 55-65-40/110 Medical oxygen supply system; | 5.13.1 Specialist piped supply installations (default); | A medical oxygen supply system typically comprises of items such as primary supply, secondary supply and reserve supply.
Ss_55_20_51_94 | 55 | 20 | 51 | 94 | Medical vacuum systems | 医療用真空システム |  | 55-65-40/150 Medical vacuum system; | 5.13.1 Specialist piped supply installations (default); | A medical vacuum system typically comprises of items such as primary supply, pipelines and pipeline ancillaries.
Ss_55_20_60 | 55 | 20 | 60 |  | Process gas systems | プロセスガス（加工処理ガス）システム |  |  |  | A compressed air supply system typically comprises of items such as source supply, pipelines and pipeline ancillaries.
Ss_55_20_60_15 | 55 | 20 | 60 | 15 | Compressed air supply systems | 圧縮空気供給システム |  | 55-60-10/110 Compressed air supply system; | 5.13.1 Specialist piped supply installations (default); | A compressed air supply system typically comprises of items such as source supply, pipelines and pipeline ancillaries.
Ss_55_20_60_33 | 55 | 20 | 60 | 33 | Gas vaporizing systems | ガス気化システム
Ss_55_20_85 | 55 | 20 | 85 |  | Specialist and high purity gas supply systems | 特殊高純度ガス供給システム
Ss_55_30 | 55 | 30 |  |  | Fire-extinguishing systems | 消火システム
Ss_55_30_30 | 55 | 30 | 30 |  | Foam systems | 泡システム |  |  |  | A foam fire fighting system typically comprises of items such as system type, foam concentrate and inlets.
Ss_55_30_30_31 | 55 | 30 | 30 | 31 | Foam fire-extinguishing systems | 泡消火システム |  | 55-85-35/110 Foam fire fighting system; | 5.11.1 Fire fighting systems (default); | A foam fire fighting system typically comprises of items such as system type, foam concentrate and inlets.
Ss_55_30_35 | 55 | 30 | 35 |  | Gaseous systems | ガスシステム |  |  |  | A carbon dioxide fire-extinguishing system typically comprises of items such as system type, source and pipelines.
Ss_55_30_35_10 | 55 | 30 | 35 | 10 | Carbon dioxide fire-extinguishing systems | 二酸化炭素消火システム |  | 55-85-40/110 Carbon dioxide fire-extinguishing system; | 5.11.2 Fire suppression systems; | A carbon dioxide fire-extinguishing system typically comprises of items such as system type, source and pipelines.
Ss_55_30_35_35 | 55 | 30 | 35 | 35 | Halocarbon gas total flooding fire-extinguishing systems | ハロカーボンガス総洪水消火（ハロゲン化炭素消火）システム |  | 55-85-40/120 Halocarbon gas total flooding fire-extinguishing system; | 5.11.2 Fire suppression systems (default); | A halocarbon gas total flooding fire-extinguishing system typically comprises of items such as extinguishant type, source and pipelines.
Ss_55_30_35_40 | 55 | 30 | 35 | 40 | Inert gas total flooding fire-extinguishing systems | 不活性ガス総洪水消火システム |  | 55-85-40/130 Inert gas total flooding fire-extinguishing system; | 5.11.2 Fire suppression systems (default); | An inert gas total flooding fire-extinguishing system typically comprises of items such as extinguishant type, source and pipelines.
Ss_55_30_65 | 55 | 30 | 65 |  | Portable fire-extinguishing systems | ポータブル消火システム |  |  |  | A fire blanket system typically comprises of items such as blankets and supports.
Ss_55_30_65_30 | 55 | 30 | 65 | 30 | Fire blanket systems | 火毛布（ファイヤーブランケット）システム |  | 35-70-60/110 Fire blanket system; | 4.1.1 General fittings, furnishings and equipment (default); | A fire blanket system typically comprises of items such as blankets and supports.
Ss_55_30_65_35 | 55 | 30 | 65 | 35 | Fire bucket systems | 消防バケット（バケツ）システム |  | 35-70-60/120 Fire bucket system; | 4.1.1 General fittings, furnishings and equipment (default); | A fire bucket system typically comprises of items such as buckets, supports or housing and mounting height above finished floor level.
Ss_55_30_65_65 | 55 | 30 | 65 | 65 | Portable fire extinguisher systems | 消火器システム |  | 35-70-60/130 Portable fire extinguisher system; | 4.1.1 General fittings, furnishings and equipment (default); | A portable fire extinguisher system typically comprises of items such as extinguishers, size and supports or housing.
Ss_55_30_96 | 55 | 30 | 96 |  | Water firefighting systems | 水消火システム |  |  |  | A dry riser system typically comprises of items such as inlets, pipelines and pipeline ancillaries.
Ss_55_30_96_24 | 55 | 30 | 96 | 24 | Dry dropper systems | ドライスポイト（乾性注入器）システム
Ss_55_30_96_25 | 55 | 30 | 96 | 25 | Dry riser systems | ドライライザー（乾性火災用空配管）システム |  | 55-85-20/110 Dry riser system; | 5.11.1 Fire fighting systems (default); | A dry riser system typically comprises of items such as inlets, pipelines and pipeline ancillaries.
Ss_55_30_96_29 | 55 | 30 | 96 | 29 | Fire hose reel systems | 消防ホースリールシステム |  | 55-85-20/130 Fire hose reel system; | 5.11.1 Fire fighting systems (default); | A fire hose reel system typically comprises of items such as inlets, source and storage tanks.
Ss_55_30_96_30 | 55 | 30 | 96 | 30 | Fire hydrant systems | 消火栓システム |  | 55-85-20/140 Fire hydrant system; | 5.4.1 Mains water supply (default); | A fire hydrant system typically comprises of items such as source, pipelines and supports.
Ss_55_30_96_95 | 55 | 30 | 96 | 95 | Water cannon firefighting systems | ウォーターキャノン消防（消火高圧放水銃）システム
Ss_55_30_96_97 | 55 | 30 | 96 | 97 | Wet riser systems | ウェットライザー（湿性火災用空配管）システム |  | 55-85-20/120 Wet riser system; | 5.11.1 Fire fighting systems (default); | A wet riser system typically comprises of items such as inlets, source and pipelines.
Ss_55_30_98 | 55 | 30 | 98 |  | Water fire suppression systems | 消防スプリンクラーシステム |  |  |  | A deluge system typically comprises of items such as system type, source and pipelines below ground.
Ss_55_30_98_21 | 55 | 30 | 98 | 21 | Deluge systems | 一斉放出システム |  | 55-85-75/140 Deluge system; | 5.11.2 Fire suppression systems (default); | A deluge system typically comprises of items such as system type, source and pipelines below ground.
Ss_55_30_98_23 | 55 | 30 | 98 | 23 | Domestic sprinkler systems | 家庭用スプリンクラーシステム |  | 55-85-75/120 Domestic and residential sprinkler system; |  | A domestic and residential sprinkler system typically comprises of items such as supply, tanks and pumps.
Ss_55_30_98_70 | 55 | 30 | 98 | 70 | Residential water mist systems | 住宅用水噴霧システム |  | 55-85-75/135 Domestic and residential water mist system; |  | A domestic and residential water mist system typically comprises of items such as supply, tanks and pumps.
Ss_55_30_98_85 | 55 | 30 | 98 | 85 | Sprinkler systems | スプリンクラー（散水装置）システム |  | 55-85-75/110 Sprinkler system; | 5.11.2 Fire suppression systems (default); | A sprinkler system typically comprises of items such as source, tanks and pumps.
Ss_55_30_98_96 | 55 | 30 | 98 | 96 | Water mist systems | ウォーターミスト（水噴霧）システム |  | 55-85-75/130 Commercial and industrial water mist system; | 5.11.2 Fire suppression systems (default); | A water mist system typically comprises of items such as source, tanks and pumps.
Ss_55_40 | 55 | 40 |  |  | Steam distribution and supply systems | 蒸気分配および供給システム |  |  |  | A steam and condensate system typically comprises of items such as heat source, tanks and pipelines.
Ss_55_40_85 | 55 | 40 | 85 |  | Steam supply and condensate systems | 蒸気復水器システム |  | 55-55-75/110 Steam and condensate system; | 5.4.5 Steam and condensate distribution (default); 8.7.10 Local/district heating installations; | A steam and condensate system typically comprises of items such as heat source, tanks and pipelines.
Ss_55_40_85_38 | 55 | 40 | 85 | 38 | Hospital steam supply and condensate systems | 病院用蒸気復水器システム
Ss_55_40_85_41 | 55 | 40 | 85 | 41 | Industrial steam supply and condensate systems | 工業用蒸気復水器システム
Ss_55_50 | 55 | 50 |  |  | Liquid fuel distribution and supply systems | 液体燃料分配供給システム
Ss_55_50_46 | 55 | 50 | 46 |  | Liquid fuel distribution network systems | 液体燃料分配ネットワークシステム
Ss_55_50_46_58 | 55 | 50 | 46 | 58 | Oil distribution network systems | 石油分配ネットワークシステム
Ss_55_50_47 | 55 | 50 | 47 |  | Liquid fuel supply systems | 液体燃料給油システム |  |  |  | A biofuel supply system typically comprises of items such as fuel type, supply and service tanks.
Ss_55_50_47_10 | 55 | 50 | 47 | 10 | Biodiesel supply systems | バイオディーゼル給油システム |  | 55-45-50/110 Biodiesel supply system; | 5.9.1 Fuel storage; 8.7.7 External fuel storage and piped distribution systems (default); 5.9.2 Fuel distribution systems; | A biofuel supply system typically comprises of items such as fuel type, supply and service tanks.
Ss_55_50_47_12 | 55 | 50 | 47 | 12 | Bioethanol supply systems | バイオエタノール給油システム |  | 55-45-50/120 Bioethanol supply system; |  | A bioethanol supply system typically comprises of items such as fuel type, supply arrangement and storage type.
Ss_55_50_47_21 | 55 | 50 | 47 | 21 | Diesel supply systems | 軽油給油システム |  | 55-45-20/120 Diesel supply system; | 5.9.1 Fuel storage; 8.7.7 External fuel storage and piped distribution systems (default); 5.9.2 Fuel distribution systems; | A diesel supply system typically comprises of items such as supply, service tanks and storage tanks.
Ss_55_50_47_32 | 55 | 50 | 47 | 32 | Fuel oil supply systems | 重油給油システム |  | 55-45-30/110 Fuel oil supply system; | 5.9.1 Fuel storage; 8.7.7 External fuel storage and piped distribution systems (default); 5.9.2 Fuel distribution systems; | A fuel oil supply system typically comprises of items such as supply, class of oil and service tanks.
Ss_55_50_47_45 | 55 | 50 | 47 | 45 | Kerosene/ jet fuel supply systems | 灯油/ジェット燃料給油システム
Ss_55_50_47_46 | 55 | 50 | 47 | 46 | Liquid biofuel supply systems | 液体バイオ燃料給油システム
Ss_55_50_47_61 | 55 | 50 | 47 | 61 | Petrol supply systems | ガソリン給油システム |  | 55-45-20/110 Petrol supply system; | 5.9.1 Fuel storage; 8.7.7 External fuel storage and piped distribution systems (default); 5.9.2 Fuel distribution systems; | A petrol supply system typically comprises of items such as supply, service tanks and storage tanks.
Ss_55_60 | 55 | 60 |  |  | Process liquid distribution and supply systems | 加工液体分配供給システム
Ss_55_60_45 | 55 | 60 | 45 |  | Liquid acids and bases supply systems | 酸性溶液/塩基性溶液供給システム
Ss_55_60_47 | 55 | 60 | 47 |  | Liquid chemicals supply systems | 薬液供給システム
Ss_55_60_50 | 55 | 60 | 50 |  | Liquid polymer supply systems | 液体ポリマー供給システム
Ss_55_60_55 | 55 | 60 | 55 |  | Lubrication supply systems | 潤滑給油システム |  |  |  | A rail lubrication system typically comprises of items such as foundation, lubricant supply product and power supply.
Ss_55_60_55_70 | 55 | 60 | 55 | 70 | Rail lubrication supply systems | レール潤滑供給システム |  | 55-45-55/101 Rail lubrication system; |  | A rail lubrication system typically comprises of items such as foundation, lubricant supply product and power supply.
Ss_55_70 | 55 | 70 |  |  | Water distribution and supply systems | 配水および給水システム
Ss_55_70_38 | 55 | 70 | 38 |  | Hot and cold water supply systems | 温水・冷水供給システム |  |  |  | A cold water supply system typically comprises of items such as arrangement, water meters and storage tank or cistern.
Ss_55_70_38_15 | 55 | 70 | 38 | 15 | Cold water supply systems | 冷水供給システム |  | 55-40-40/120 Cold water supply system; | 5.4.2 Cold water distribution (default); | A cold water supply system typically comprises of items such as arrangement, water meters and storage tank or cistern.
Ss_55_70_38_20 | 55 | 70 | 38 | 20 | Direct hot water storage supply systems | 直接貯湯供給システム |  | 55-40-40/150 Direct hot water storage supply system; | 5.4.3 Hot water distribution (default); | A direct hot water storage supply system typically comprises of items such as storage unit, electric immersion heater and flues.
Ss_55_70_38_40 | 55 | 70 | 38 | 40 | Incoming water supply systems | 流入水供給システム |  | 55-40-40/110 Incoming water supply; | 5.4.1 Mains water supply (default); | An incoming water supply typically comprises of items such as water company, volume flow rate and position of incoming mains water supply.
Ss_55_70_38_42 | 55 | 70 | 38 | 42 | Indirect hot water storage supply systems | 間接給湯システム |  | 55-40-40/160 Indirect hot water storage supply system; | 5.4.3 Hot water distribution (default); | An indirect hot water storage supply system typically comprises of items such as capacity, primary heat source and primary.
Ss_55_70_38_45 | 55 | 70 | 38 | 45 | Instantaneous hot water supply systems | 瞬時給湯システム |  | 55-40-40/140 Instantaneous hot water supply system; | 5.4.4 Local hot water distribution (default); | An instantaneous hot water supply system typically comprises of items such as instantaneous water heater, flues and pumps.
Ss_55_70_38_65 | 55 | 70 | 38 | 65 | Pumped cold water supply systems | 揚水冷水供給システム |  | 55-40-40/130 Pumped cold water supply system; | 5.4.2 Cold water distribution (default); | A pumped cold water supply system typically comprises of items such as arrangement, water meters and pressure booster sets.
Ss_55_70_39 | 55 | 70 | 39 |  | Hydroelectric pressure water supply systems | 水力圧力給水システム |  |  |  | A buried pressure pipeline system typically comprises of items such as pipelines and pipeline bedding and surround.
Ss_55_70_39_10 | 55 | 70 | 39 | 10 | Buried pressure pipeline systems | 埋設圧力パイプライン（地下圧力輸送管路）システム |  | 55-40-55/110 Buried pressure pipeline system; |  | A buried pressure pipeline system typically comprises of items such as pipelines and pipeline bedding and surround.
Ss_55_70_42 | 55 | 70 | 42 |  | Irrigation systems | 注水システム |  |  |  | A drip irrigation system typically comprises of items such as water supply, pumps and distribution system.
Ss_55_70_42_20 | 55 | 70 | 42 | 20 | Drip irrigation systems | 点滴注水システム |  | 55-40-50/115 Drip irrigation system; | 8.3.3 Irrigation systems (default); 5.13.1 Specialist piped supply installations; | A drip irrigation system typically comprises of items such as water supply, pumps and distribution system.
Ss_55_70_42_50 | 55 | 70 | 42 | 50 | Manual irrigation systems | 手動注水システム |  | 55-40-50/145 Manual irrigation system; | 8.3.3 Irrigation systems (default); 5.13.1 Specialist piped supply installations; | A manual irrigation system typically comprises of items such as water supply, application devices and system accessories.
Ss_55_70_42_60 | 55 | 70 | 42 | 60 | Passive irrigation systems | 受動注水システム |  | 55-40-50/160 Passive irrigation system; | 8.3.3 Irrigation systems (default); 5.13.1 Specialist piped supply installations; | A passive irrigation system typically comprises of items such as outlets.
Ss_55_70_42_85 | 55 | 70 | 42 | 85 | Sprinkler irrigation systems | スプリンクラー注水システム |  | 55-40-50/175 Sprinkler irrigation system; | 8.3.3 Irrigation systems (default); 5.13.1 Specialist piped supply installations; | A sprinkler irrigation system typically comprises of items such as water supply, pumps and distribution system.
Ss_55_70_42_87 | 55 | 70 | 42 | 87 | Subirrigation systems | 2次注水システム |  | 55-40-50/170 Sub irrigation system; | 8.3.3 Irrigation systems (default); 5.13.1 Specialist piped supply installations; | A sub irrigation system typically comprises of items such as water supply, distribution system and mats and sheets.
Ss_55_70_94 | 55 | 70 | 94 |  | Washing systems | 洗浄システム |  |  |  | A wash plant system typically comprises of items such as wash equipment, base and location of system.
Ss_55_70_94_94 | 55 | 70 | 94 | 94 | Wash plant systems | 洗浄プラントシステム |  | 55-40-85/130 Wash plant system; |  | A wash plant system typically comprises of items such as wash equipment, base and location of system.
Ss_55_70_94_96 | 55 | 70 | 94 | 96 | Wheel washing systems | 回転盤洗浄システム |  | 55-40-85/110 Wheel washing system; |  | A wheel washing system typically comprises of items such as wheel wash type, recycling tank and base.
Ss_55_70_95 | 55 | 70 | 95 |  | Water distribution network systems | 配水ネットワークシステム
Ss_55_70_95_50 | 55 | 70 | 95 | 50 | Mains water distribution network systems | 本管配水システム
Ss_55_70_95_66 | 55 | 70 | 95 | 66 | Private water distribution network systems | 私設配水システム
Ss_55_70_96 | 55 | 70 | 96 |  | Water feature systems | 水景設備システム |  |  |  | A cascade and waterfall system typically comprises of items such as water supply, water management and water feature.
Ss_55_70_96_15 | 55 | 70 | 96 | 15 | Cascade and waterfall systems | ウォーターフォールシステム |  | 55-40-90/120 Cascade and waterfall system; | 8.5.2 Ornamental features; 5.13.5 Water features (default); | A cascade and waterfall system typically comprises of items such as water supply, water management and water feature.
Ss_55_70_96_31 | 55 | 70 | 96 | 31 | Fountain and jet systems | 噴水とジェットシステム |  | 55-40-90/135 Fountain and jet system; | 8.5.2 Ornamental features; 5.13.5 Water features (default); | A fountain and jet system typically comprises of items such as water supply, water management and water feature.
Ss_55_70_96_83 | 55 | 70 | 96 | 83 | Self-contained water feature systems | 自給式水機能（独立式噴水）システム |  | 55-40-90/170 Self-contained water feature system; | 8.5.2 Ornamental features; 5.13.5 Water features (default); | A self-contained water feature system typically comprises of items such as water supply, water management and water feature.
Ss_55_70_96_96 | 55 | 70 | 96 | 96 | Water play systems | 水遊びシステム |  | 55-40-90/180 Water play system; | 8.5.2 Ornamental features; 5.13.5 Water features (default); | A water play system typically comprises of items such as water supply, water management and water feature.
Ss_55_70_97 | 55 | 70 | 97 |  | Water reclamation systems | 水再生システム |  |  |  | A grey water reclamation system typically comprises of items such as collection pipelines, mains water supply pipelines and backflow prevention.
Ss_55_70_97_35 | 55 | 70 | 97 | 35 | Grey water reclamation systems | 雑排水再生システム |  | 55-40-95/110 Grey water reclamation system; | 8.6.2 Ancillary drainage systems (default); | A grey water reclamation system typically comprises of items such as collection pipelines, mains water supply pipelines and backflow prevention.
Ss_55_70_97_70 | 55 | 70 | 97 | 70 | Rainwater reclamation systems | 雨水再生システム |  | 55-40-95/120 Rainwater reclamation system; | 8.6.2 Ancillary drainage systems (default); | A rainwater reclamation system typically comprises of items such as rainwater collection system, mains water supply pipelines and mains water top up connection.
Ss_55_70_98 | 55 | 70 | 98 |  | Water treatment systems | 水処理システム |  |  |  | A pool water treatment system typically comprises of items such as pool type, location of pool and use.
Ss_55_70_98_08 | 55 | 70 | 98 | 08 | Bore water treatment systems | ボア水（掘削水）処理システム
Ss_55_70_98_13 | 55 | 70 | 98 | 13 | Chemical-free water treatment systems | ケミカルフリー水処理システム
Ss_55_70_98_85 | 55 | 70 | 98 | 85 | Swimming pool water treatment systems | プール用水処理システム |  | 55-40-80/110 Pool water treatment system; | 5.13.1 Specialist piped supply installations (default); | A pool water treatment system typically comprises of items such as pool type, location of pool and use.
Ss_55_70_98_92 | 55 | 70 | 98 | 92 | Ultrapure water treatment systems | 超純水処理システム
Ss_55_70_99 | 55 | 70 | 99 |  | Water management systems | 水管理システム
Ss_55_70_99_84 | 55 | 70 | 99 | 84 | Stoplog systems | 角落としシステム
Ss_55_90 | 55 | 90 |  |  | Piped solids distribution and supply systems | 配管供給システム
Ss_55_90_65 | 55 | 90 | 65 |  | Piped granule and powder supply systems | 顆粒・粉末配管共有システム
Ss_55_95 | 55 | 95 |  |  | Temporary piped supply systems | 仮設配管システム
Ss_60 | 60 |  |  |  | Heating, cooling and refrigeration systems | 暖房、冷房、冷凍システム
Ss_60_30 | 60 | 30 |  |  | Rail and paving heating systems | レール・ロードヒーティングシステム
Ss_60_30_60 | 60 | 30 | 60 |  | Pavement heating systems | ロードヒーティングシステム |  |  |  | An electric pavement heating system typically comprises of items such as system performance, heating elements and sensors.
Ss_60_30_60_27 | 60 | 30 | 60 | 27 | Electric pavement heating systems | 電気式ロードヒーティングシステム |  | 60-20-60/101 Electric pavement heating system; |  | An electric pavement heating system typically comprises of items such as system performance, heating elements and sensors.
Ss_60_30_70 | 60 | 30 | 70 |  | Railway heating systems | レールヒーティングシステム
Ss_60_30_70_65 | 60 | 30 | 70 | 65 | Points heating systems | ポイント（転けつ機）ヒーティングシステム
Ss_60_30_75 | 60 | 30 | 75 |  | Runway heating systems | 滑走路ヒーティングシステム
Ss_60_30_90 | 60 | 30 | 90 |  | Tramway heating systems | 市街電車線路ヒーティングシステム
Ss_60_40 | 60 | 40 |  |  | Space heating and cooling systems | 室内暖房・冷房システム
Ss_60_40_13 | 60 | 40 | 13 |  | Climatic ceiling and beam systems | 輻射天井・梁システム |  |  |  | A climatic beam system typically comprises of items such as system, application and cooling/ heating system.
Ss_60_40_13_13 | 60 | 40 | 13 | 13 | Climatic beam systems | 輻射梁システム |  | 60-45-15/110 Climatic beam system; | 5.6.5 Central heating and cooling (default); | A climatic beam system typically comprises of items such as system, application and cooling/ heating system.
Ss_60_40_13_14 | 60 | 40 | 13 | 14 | Climatic ceiling systems | 輻射天井システム |  | 60-45-15/120 Climatic ceiling system; | 5.6.5 Central heating and cooling (default); | A climatic ceiling system typically comprises of items such as system, application and cooling/ heating system.
Ss_60_40_15 | 60 | 40 | 15 |  | Combined heating, cooling and power systems | 熱電併給システム |  |  |  | A combined heat and power system typically comprises of items such as chp plant, fuel and electrical connection.
Ss_60_40_15_40 | 60 | 40 | 15 | 40 | Combined heat and power systems | 熱電併給システム |  | 60-45-20/110 Combined heat and power system; | 5.8.5 Local electricity generation systems (default); | A combined heat and power system typically comprises of items such as chp plant, fuel and electrical connection.
Ss_60_40_17 | 60 | 40 | 17 |  | Cooling systems | 冷却システム |  |  |  | A chilled water system typically comprises of items such as system, cooling source and cooling towers.
Ss_60_40_17_12 | 60 | 40 | 17 | 12 | Chilled water systems | 冷水システム |  | 60-45-10/110 Chilled water system; | 5.6.3 Central cooling (default); 5.6.5 Central heating and cooling; | A chilled water system typically comprises of items such as system, cooling source and cooling towers.
Ss_60_40_17_21 | 60 | 40 | 17 | 21 | District cooling systems | 地域冷房システム
Ss_60_40_17_96 | 60 | 40 | 17 | 96 | Water cooling systems | 水冷システム
Ss_60_40_36 | 60 | 40 | 36 |  | Heat pump systems | ヒートポンプシステム |  |  |  | An air source heat pump system typically comprises of items such as heat pump type, pipelines and thermal insulation.
Ss_60_40_36_05 | 60 | 40 | 36 | 05 | Air source heat pump systems | 空気源ヒートポンプシステム |  | 60-45-35/110 Air source heat pump system; | 5.5.1 Heat source (default); | An air source heat pump system typically comprises of items such as heat pump type, pipelines and thermal insulation.
Ss_60_40_36_35 | 60 | 40 | 36 | 35 | Ground source heat pump systems | 地中熱ヒートポンプシステム |  | 60-45-35/130 Ground source heat pump system; | 5.5.1 Heat source (default); | A ground source heat pump system typically comprises of items such as type of system, ground heat exchangers and heat pump type.
Ss_60_40_36_96 | 60 | 40 | 36 | 96 | Water source heat pump systems | 水熱源ヒートポンプシステム |  | 60-45-35/120 Water source heat pump system; | 5.5.1 Heat source (default); | A water source heat pump system typically comprises of items such as type of system, water source and heat pump type.
Ss_60_40_37 | 60 | 40 | 37 |  | Heating systems | 暖房システム |  |  |  | A direct gas fired heating system typically comprises of items such as units, fuel and controls.
Ss_60_40_37_21 | 60 | 40 | 37 | 21 | Direct gas-fired heating systems | 直接ガス燃焼暖房システム |  | 60-45-40/150 Direct gas fired heating system; | 5.6.2 Local heating (default); | A direct gas fired heating system typically comprises of items such as units, fuel and controls.
Ss_60_40_37_22 | 60 | 40 | 37 | 22 | District heating systems | 地域暖房システム
Ss_60_40_37_26 | 60 | 40 | 37 | 26 | Electric heating systems | 電気暖房システム |  | 60-45-40/160 Electric heating system; | 5.6.1 Central heating; 5.6.2 Local heating (default); | An electric heating system typically comprises of items such as heat emitters, electrical supply and controls.
Ss_60_40_37_48 | 60 | 40 | 37 | 48 | Low-temperature hot water heating systems | 低温温水暖房システム |  | 60-45-40/110 Low temperature hot water heating system; | 5.6.1 Central heating (default); | A low temperature hot water heating system typically comprises of items such as arrangement, heat source and fuel.
Ss_60_40_37_51 | 60 | 40 | 37 | 51 | Medium temperature hot water heating systems | 中温温水暖房システム |  | 60-45-40/120 Medium temperature hot water heating system; | 5.6.1 Central heating (default); | A medium temperature hot water heating system typically comprises of items such as arrangement, heat source and fuel.
Ss_60_40_37_81 | 60 | 40 | 37 | 81 | Solar heating systems | ソーラー（太陽熱保水器）暖房システム |  | 60-45-40/140 Solar heating system; | 5.5.1 Heat source (default); | A solar heating system typically comprises of items such as heat source, mounting of solar modules and expansion.
Ss_60_40_37_85 | 60 | 40 | 37 | 85 | Steam heating systems | 蒸気暖房システム
Ss_60_40_84 | 60 | 40 | 84 |  | Space heating and cooling distribution network systems | 熱供給システム
Ss_60_40_84_21 | 60 | 40 | 84 | 21 | District cooling distribution network systems | 地域冷熱供給システム
Ss_60_40_84_22 | 60 | 40 | 84 | 22 | District heating distribution network systems | 地域温熱供給システム
Ss_60_40_90 | 60 | 40 | 90 |  | Trace heating systems | トレース加熱システム |  |  |  | An electrical resistance trace heating systems typically comprises of items such as application, heat emitters and controls.
Ss_60_40_90_28 | 60 | 40 | 90 | 28 | Electrical resistance trace heating systems | 電気抵抗トレース加熱システム |  | 60-45-45/110 Electrical resistance trace heating systems; |  | An electrical resistance trace heating systems typically comprises of items such as application, heat emitters and controls.
Ss_60_40_92 | 60 | 40 | 92 |  | Underfloor heating and cooling systems | 床暖房・冷房システム |  |  |  | A combined underfloor heating and cooling typically comprises of items such as standards, heat source and cooling source.
Ss_60_40_92_15 | 60 | 40 | 92 | 15 | Combined underfloor heating and cooling systems | 床暖房・冷房システム |  | 60-45-90/130 Combined underfloor heating and cooling; | 5.6.5 Central heating and cooling (default); | A combined underfloor heating and cooling typically comprises of items such as standards, heat source and cooling source.
Ss_60_40_92_27 | 60 | 40 | 92 | 27 | Electric underfloor heating systems | 電気式床暖房システム |  | 60-45-90/140 Electrical underfloor heating; | 5.6.1 Central heating (default); | An electrical underfloor heating typically comprises of items such as heating elements.
Ss_60_40_92_92 | 60 | 40 | 92 | 92 | Underfloor chilled water systems | 水冷式床冷房システム |  | 60-45-90/120 Chilled water underfloor cooling; | 5.6.3 Central cooling (default); | A chilled water underfloor cooling typically comprises of items such as standards, cooling source and pumps.
Ss_60_40_92_94 | 60 | 40 | 92 | 94 | Underfloor low-temperature hot water heating systems | 床下低温温水暖房システム |  | 60-45-90/110 Low temperature hot water underfloor heating; | 5.6.1 Central heating (default); | A low temperature hot water underfloor heating typically comprises of items such as standards, heat source and pumps.
Ss_60_60 | 60 | 60 |  |  | Refrigeration systems | 冷凍システム
Ss_60_60_15 | 60 | 60 | 15 |  | Cold room systems | 冷蔵室システム |  |  |  | A catering cold room system typically comprises of items such as gross internal volume, size and panels.
Ss_60_60_15_10 | 60 | 60 | 15 | 10 | Catering cold room systems | 移動式冷蔵室システム |  | 60-55-10/110 Catering cold room system; | 5.13.2 Specialist refrigeration systems (default); | A catering cold room system typically comprises of items such as gross internal volume, size and panels.
Ss_60_60_15_50 | 60 | 60 | 15 | 50 | Mortuary cold room systems | 遺体安置所冷蔵室システム |  | 60-55-10/120 Mortuary cold room system; | 5.13.2 Specialist refrigeration systems (default); | A mortuary cold room system typically comprises of items such as gross internal volume, size and panels.
Ss_60_60_17 | 60 | 60 | 17 |  | Cold storage systems | 冷蔵倉庫システム
Ss_60_60_70 | 60 | 60 | 70 |  | Refrigerant systems | 冷媒システム |  |  |  | A variable refrigerant flow system typically comprises of items such as compressor, system and pipelines.
Ss_60_60_70_15 | 60 | 60 | 70 | 15 | Refrigerant charging systems | 冷媒充填システム
Ss_60_60_70_70 | 60 | 60 | 70 | 70 | Refrigerant recovery systems | 冷媒回収システム
Ss_60_60_70_71 | 60 | 60 | 70 | 71 | Refrigerant cooling systems | 冷媒冷却システム
Ss_60_60_70_94 | 60 | 60 | 70 | 94 | Variable refrigerant flow systems | 可変冷媒流量システム |  | 60-45-95/110 Variable refrigerant flow system; | 5.6.3 Central cooling (default); | A variable refrigerant flow system typically comprises of items such as compressor, system and pipelines.
Ss_60_80 | 60 | 80 |  |  | Drying systems | 乾燥システム
Ss_60_80_08 | 60 | 80 | 08 |  | Bottle and can drying systems | ボトルおよび缶乾燥システム
Ss_60_95 | 60 | 95 |  |  | Temporary heating, cooling and refrigeration systems | 一時的な加熱、冷却、冷凍システム
Ss_65 | 65 |  |  |  | Ventilation and air conditioning systems | 空調換気システム
Ss_65_40 | 65 | 40 |  |  | Ventilation systems | 換気システム
Ss_65_40_32 | 65 | 40 | 32 |  | Fume extract systems | ヒューム抽出（臭気除去、脱臭方式）システム |  |  |  | A fume cupboard extract system typically comprises of items such as cabinets, air ductwork and accessories and air filters.
Ss_65_40_32_32 | 65 | 40 | 32 | 32 | Fume cupboard extract systems | ヒューム食器棚抽出（ドラフトチャンバー方式）システム |  | 65-10-30/120 Fume cupboard extract system; | 5.7.2 Local and special ventilation (default); | A fume cupboard extract system typically comprises of items such as cabinets, air ductwork and accessories and air filters.
Ss_65_40_32_70 | 65 | 40 | 32 | 70 | Recirculatory fume cupboard systems | 循環式ヒューム食器棚（再循環ドラフトチャンバー方式）システム |  | 65-10-30/130 Recirculatory fume cupboards system; | 5.7.2 Local and special ventilation (default); | A recirculatory fume cupboards system typically comprises of items such as fume cupboards.
Ss_65_40_32_75 | 65 | 40 | 32 | 75 | Safety cabinet extract systems | 安全キャビネット抽出システム |  | 65-10-30/110 Safety cabinet extract system; | 5.7.2 Local and special ventilation (default); | A safety cabinet extract system typically comprises of items such as cabinets, air ductwork and accessories and air filters.
Ss_65_40_33 | 65 | 40 | 33 |  | General space ventilation systems | 一般換気システム |  |  |  | A kitchen extract ventilation system typically comprises of items such as room extract air terminal devices, air ductwork and accessories and thermal insulation on extract air ductwork.
Ss_65_40_33_45 | 65 | 40 | 33 | 45 | Kitchen extract ventilation systems | キッチン抽出換気システム |  | 65-10-95/160 Kitchen extract ventilation system; | 5.7.2 Local and special ventilation (default); | A kitchen extract ventilation system typically comprises of items such as room extract air terminal devices, air ductwork and accessories and thermal insulation on extract air ductwork.
Ss_65_40_33_48 | 65 | 40 | 33 | 48 | Local extract ventilation systems | 局所抽出換気システム |  | 65-10-95/175 Local extract ventilation system; |  | A local extract ventilation system typically comprises of items such as room extract air terminal devices, fan and ductwork.
Ss_65_40_33_50 | 65 | 40 | 33 | 50 | Mechanical extract ventilation systems | 機械式換気（第3種機械換気）システム | 建築設備設計基準 | 65-10-95/140 Mechanical extract ventilation system; | 5.7.1 Central ventilation (default); | A mechanical extract ventilation system typically comprises of items such as room extract air terminal devices, air ductwork and accessories and thermal insulation on extract air ductwork.
Ss_65_40_33_51 | 65 | 40 | 33 | 51 | Mechanical supply ventilation systems | 機械供給換気（第2種機械換気）システム | 建築設備設計基準 | 65-10-95/130 Mechanical supply ventilation system; | 5.7.1 Central ventilation (default); | A mechanical supply ventilation system typically comprises of items such as location of plant, route of distribution and type of system.
Ss_65_40_33_52 | 65 | 40 | 33 | 52 | Mechanical and whole building ventilation systems | 機械給換気システム |  | 65-10-95/180 Mechanical and whole building ventilation system; |  | A mechanical and whole building ventilation system typically comprises of items such as system performance, external air intake and room extract air terminal devices.
Ss_65_40_33_56 | 65 | 40 | 33 | 56 | Natural ventilation systems | 自然換気システム |  | 65-10-95/110 Natural ventilation system; | 5.7.2 Local and special ventilation (default); | A natural ventilation system typically comprises of items such as ventilation inlet openings, actuators and supply points.
Ss_65_40_33_60 | 65 | 40 | 33 | 60 | Passive stack ventilation systems | 煙突効果換気システム |  | 65-10-95/170 Passive stack ventilation system; |  | A passive stack ventilation system typically comprises of items such as external air intake, room extract air terminal devices and air ductwork and accessories.
Ss_65_40_33_90 | 65 | 40 | 33 | 90 | Toilet extract ventilation systems | トイレ抽出換気システム |  | 65-10-95/150 Toilet extract ventilation system; | 5.7.2 Local and special ventilation (default); | A toilet extract ventilation system typically comprises of items such as room extract air terminal devices, air ductwork and accessories and thermal insulation on extract air ductwork.
Ss_65_40_42 | 65 | 40 | 42 |  | Industrial fume extract systems | 工業用臭気気除去システム |  |  |  | A local exhaust ventilation system typically comprises of items such as fume extract points, hoods and filters.
Ss_65_40_42_25 | 65 | 40 | 42 | 25 | Dust extract systems | 除塵システム
Ss_65_40_42_36 | 65 | 40 | 42 | 36 | Hazardous area extract systems | 危険区域排気システム
Ss_65_40_42_45 | 65 | 40 | 42 | 45 | Local exhaust ventilation systems | 局所換気システム |  | 65-40-45/130 Local exhaust ventilation system; | 5.7.2 Local and special ventilation (default); | A local exhaust ventilation system typically comprises of items such as fume extract points, hoods and filters.
Ss_65_40_42_95 | 65 | 40 | 42 | 95 | Vehicle exhaust extract systems | 自動車排気ガス除去システム |  | 65-40-45/110 Vehicle exhaust extract system; | 5.7.2 Local and special ventilation (default); | A vehicle exhaust extract system typically comprises of items such as arrangement, nozzles and crushproof hoses.
Ss_65_40_80 | 65 | 40 | 80 |  | Smoke extract and control systems | 排煙制御システム |  |  |  | A pressure differential system typically comprises of items such as arrangement, external air intake terminals and ductwork.
Ss_65_40_80_65 | 65 | 40 | 80 | 65 | Pressure differential systems | 圧力差排煙システム |  | 65-10-75/120 Pressure differential system; | 5.7.3 Smoke extract/control (default); | A pressure differential system typically comprises of items such as arrangement, external air intake terminals and ductwork.
Ss_65_40_80_80 | 65 | 40 | 80 | 80 | Smoke and heat exhaust ventilation systems | 強制換気システム |  | 65-10-75/110 Smoke and heat exhaust ventilation system; | 5.7.3 Smoke extract/control (default); | A smoke and heat exhaust ventilation system typically comprises of items such as smoke barriers, external air intake terminals and filters.
Ss_65_40_94 | 65 | 40 | 94 |  | Vehicular space ventilation systems | 駐車場換気システム |  |  |  | A car park extract system typically comprises of items such as air ductwork and accessories, fans and internal extract air terminal devices.
Ss_65_40_94_10 | 65 | 40 | 94 | 10 | Car park extract systems | 駐車場排気システム |  | 65-10-10/110 Car park extract system; | 5.7.2 Local and special ventilation (default); | A car park extract system typically comprises of items such as air ductwork and accessories, fans and internal extract air terminal devices.
Ss_65_40_94_11 | 65 | 40 | 94 | 11 | Car park supply systems | 駐車場給気システム |  | 65-10-10/120 Car park supply system; | 5.7.2 Local and special ventilation (default); | A car park supply system typically comprises of items such as external supply terminals, air ductwork and accessories and filters.
Ss_65_40_94_90 | 65 | 40 | 94 | 90 | Tunnel ventilation systems | トンネル換気システム |  | 65-10-80/101 Tunnel ventilation system; |  | A tunnel ventilation system typically comprises of items such as air ductwork and accessories, dampers and fans.
Ss_65_60 | 65 | 60 |  |  | Specialist ventilation systems | 特殊換気システム
Ss_65_60_55 | 65 | 60 | 55 |  | Hazardous processes ventilation systems | 有害物質除去換気システム
Ss_65_60_55_22 | 65 | 60 | 55 | 22 | Decontamination areas ventilation systems | 除染区域換気システム
Ss_65_60_55_36 | 65 | 60 | 55 | 36 | Helium quench pipe systems | ヘリウムクエンチ配管システム
Ss_65_60_95 | 65 | 60 | 95 |  | Wind tunnel systems | 風洞システム
Ss_65_80 | 65 | 80 |  |  | Air conditioning systems | 空気調和機システム
Ss_65_80_05 | 65 | 80 | 05 |  | Central air conditioning systems | セントラル方式・空気調和設備システム |  |  |  | A centralized all-air conditioning system typically comprises of items such as type of system, external air intake terminals and air filters.
Ss_65_80_05_10 | 65 | 80 | 05 | 10 | Centralized all-air conditioning systems | セントラル全空気方式・空気調和設備システム |  | 65-70-05/110 Centralized all-air conditioning system; | 5.6.7 Central air conditioning (default); | A centralized all-air conditioning system typically comprises of items such as type of system, external air intake terminals and air filters.
Ss_65_80_05_30 | 65 | 80 | 05 | 30 | Fan coil unit air conditioning systems | ファンコイルユニット空調システム |  | 65-70-05/130 Fan coil unit air conditioning system; | 5.6.3 Central cooling (default); 5.6.1 Central heating; 5.6.5 Central heating and cooling; | A fan coil unit air conditioning system typically comprises of items such as type of system, external air intake terminals and air filters.
Ss_65_80_05_40 | 65 | 80 | 05 | 40 | Induction unit air conditioning systems | 誘導ユニット空調システム |  | 65-70-05/140 Induction unit air conditioning system; | 5.6.7 Central air conditioning (default); | An induction unit air conditioning system typically comprises of items such as type of system, external air intake terminals and air filters.
Ss_65_80_15 | 65 | 80 | 15 |  | Controlled environment systems | 制御環境システム
Ss_65_80_15_30 | 65 | 80 | 15 | 30 | Fan wall systems | ファンウォールシステム
Ss_65_80_45 | 65 | 80 | 45 |  | Local air conditioning systems | 局所空調システム |  |  |  | An evaporative cooling systems typically comprises of items such as external louvres, evaporative cooling unit and water connections.
Ss_65_80_45_25 | 65 | 80 | 45 | 25 | Evaporative cooling systems | 蒸発冷却システム |  | 65-70-45/150 Evaporative cooling systems; | 5.6.4 Local cooling (default); | An evaporative cooling systems typically comprises of items such as external louvres, evaporative cooling unit and water connections.
Ss_65_80_45_48 | 65 | 80 | 45 | 48 | Local underfloor air conditioning systems | 局部床下空調システム | 建築設備設計基準 | 65-70-45/130 Local underfloor air conditioning system; | 5.6.8 Local air conditioning (default); | A local underfloor air conditioning system typically comprises of items such as external louvres, air conditioning unit and cooling coil connections.
Ss_65_80_45_72 | 65 | 80 | 45 | 72 | Room air conditioning systems | ルームエアコンシステム |  | 65-70-45/110 Room air conditioning system; | 5.6.8 Local air conditioning (default); | A room air conditioning system typically comprises of items such as air conditioning units, refrigerant pipeline and pipeline insulation.
Ss_65_95 | 65 | 95 |  |  | Temporary ventilation and air conditioning systems | 仮設空調機および換気機器システム
Ss_70 | 70 |  |  |  | Electrical systems | 電気設備システム | 営繕部設備_建築設備設計基準
Ss_70_10 | 70 | 10 |  |  | Electrical power generation and transmission systems | 発電・送電設備システム
Ss_70_10_30 | 70 | 10 | 30 |  | Fossil fuel power generation systems | ディーゼル機関発電設備システム | 営繕部設備_建築設備設計基準 p213、 |  |  | A gas power generating system typically comprises of items such as turbine.
Ss_70_10_30_33 | 70 | 10 | 30 | 33 | Gas power generating systems | ガスタービン・ガス機関発電設備システム | 営繕部設備_建築設備設計基準ｐ213、 | 70-10-30/110 Gas power generating system; |  | A gas power generating system typically comprises of items such as turbine.
Ss_70_10_30_70 | 70 | 10 | 30 | 70 | Reciprocating internal combustion engine | 内燃力発電装置/レシプロエンジンシステム |  | 70-65-35/110 Reciprocating internal combustion engine driven alternating current generator system; | 5.8.5 Local electricity generation systems (default); | A reciprocating internal combustion engine driven alternating current generator system typically comprises of items such as installation, mounting and engine and alternator connection.
Ss_70_10_30_72 | 70 | 10 | 30 | 72 | Reciprocating internal combustion engine driven alternating current generator systems | 内燃力発電装置/レシプロエンジン交流発電機システム
Ss_70_10_35 | 70 | 10 | 35 |  | High-voltage transmission systems | 高圧電線路システム | 営繕部設備_建築設備設計基準、電技
Ss_70_10_70 | 70 | 10 | 70 |  | Renewable power generation systems | 再生可能エネルギー発電設備システム | 東芝HPより |  |  | A grid connected photovoltaic system typically comprises of items such as input source, mounting and d.c. side equipment.
Ss_70_10_70_33 | 70 | 10 | 70 | 33 | Geothermal power generation systems | 地熱発電設備システム
Ss_70_10_70_35 | 70 | 10 | 70 | 35 | Grid-connected photovoltaic systems | 太陽光発電設備システム | 営繕部設備_建築設備設計基準ｐ230 | 70-65-60/110 Grid connected photovoltaic system; | 5.8.5 Local electricity generation systems (default); | A grid connected photovoltaic system typically comprises of items such as input source, mounting and d.c. side equipment.
Ss_70_10_70_36 | 70 | 10 | 70 | 36 | Hydroelectric power generation systems | 水力発電設備システム | 東芝HPより | 70-10-40/110 Hydroelectric power generating system; |  | A hydroelectric power generating system typically comprises of items such as turbine.
Ss_70_10_70_80 | 70 | 10 | 70 | 80 | Small-scale wave and tidal power generation systems | 波力発電設備システム
Ss_70_10_70_82 | 70 | 10 | 70 | 82 | Small-scale wind power generation systems | 小型風力発電設備システム |  | 70-65-85/110 Small scale wind generating system; | 5.8.5 Local electricity generation systems (default); | A small scale wind generating system typically comprises of items such as mode of operation, wind turbine and turbine support structure.
Ss_70_10_70_85 | 70 | 10 | 70 | 85 | Stand-alone photovoltaic systems | 太陽光発電設備（単独型）システム |  | 70-65-60/115 Stand-alone photovoltaic system; | 5.8.5 Local electricity generation systems (default); | A stand-alone photovoltaic system typically comprises of items such as input source, mounting and d.c. side equipment.
Ss_70_10_70_95 | 70 | 10 | 70 | 95 | Water mill systems | 水車発電・小水力発電システム
Ss_70_10_70_97 | 70 | 10 | 70 | 97 | Water turbine systems | 水力タービンシステム
Ss_70_10_70_98 | 70 | 10 | 70 | 98 | Wind power generating systems | 風力発電設備システム | 営繕部設備_建築設備設計基準 | 70-10-95/110 Wind power generating system; |  | A wind power generating system typically comprises of items such as turbine type, mode of operation and foundations.
Ss_70_30 | 70 | 30 |  |  | Electricity distribution systems | 配電設備システム
Ss_70_30_10 | 70 | 30 | 10 |  | Cable management systems | 電圧回路制御設備システム
Ss_70_30_10_28 | 70 | 30 | 10 | 28 | Extra-low-voltage cable management systems | 超低電圧回路システム
Ss_70_30_10_35 | 70 | 30 | 10 | 35 | High-voltage cable management systems | 高圧回路システム
Ss_70_30_10_45 | 70 | 30 | 10 | 45 | Low-voltage cable management systems | 低圧回路システム
Ss_70_30_25 | 70 | 30 | 25 |  | Protection systems | 防護設備システム |  |  |  | An earthing and bonding system typically comprises of items such as main incoming earth, main earth electrode type and main equipotential bonding.
Ss_70_30_25_25 | 70 | 30 | 25 | 25 | Earthing and bonding systems | ボンディング・接地システム | 営繕部設備_建築設備設計基準ｐ144 | 70-70-25/110 Earthing and bonding system; | 5.8.6 Earthing and bonding systems (default); | An earthing and bonding system typically comprises of items such as main incoming earth, main earth electrode type and main equipotential bonding.
Ss_70_30_35 | 70 | 30 | 35 |  | High-voltage systems | 高圧受配電設備システム |  |  |  | An incoming high voltage electricity supply system typically comprises of items such as nature of current, nominal voltage and nominal frequency.
Ss_70_30_35_30 | 70 | 30 | 35 | 30 | High-voltage site connection systems | 高電圧サイト接続システム |  | 70-50-35/110 Incoming high voltage electricity supply system; | 5.8.1 Electrical mains and sub-mains distribution (default); | An incoming high voltage electricity supply system typically comprises of items such as nature of current, nominal voltage and nominal frequency.
Ss_70_30_35_35 | 70 | 30 | 35 | 35 | High-voltage distribution systems | 高圧配電設備システム |  | 70-70-35/110 High voltage distribution system; | 5.8.1 Electrical mains and sub-mains distribution (default); | A high voltage distribution system typically comprises of items such as connection to high voltage supply, switchgear and protection and measurement equipment.
Ss_70_30_45 | 70 | 30 | 45 |  | Low-voltage systems | 低圧電線路システム |  |  |  | An incoming low voltage electricity supply typically comprises of items such as nature of current, phase and voltage.
Ss_70_30_45_28 | 70 | 30 | 45 | 28 | Extra-low-voltage distribution systems | 超低電圧電線路システム
Ss_70_30_45_40 | 70 | 30 | 45 | 40 | Low-voltage site connection systems | 低電圧サイト接続システム |  | 70-50-45/110 Incoming low voltage electricity supply; | 5.8.1 Electrical mains and sub-mains distribution; | An incoming low voltage electricity supply typically comprises of items such as nature of current, phase and voltage.
Ss_70_30_45_45 | 70 | 30 | 45 | 45 | Low-voltage distribution systems | 低圧配電設備システム |  | 70-70-45/110 Low voltage distribution system; | 5.8.1 Electrical mains and sub-mains distribution (default); 8.7.4 Electricity distribution to external plant and equipment; | A low voltage distribution system typically comprises of items such as connection to low voltage supply, switchgear and distribution circuit cabling.
Ss_70_30_45_92 | 70 | 30 | 45 | 92 | Uninterruptible power supply systems | 無停電電源装置システム | 営繕部設備_建築設備設計基準ｐ180
Ss_70_30_60 | 70 | 30 | 60 |  | Overhead line traction power distribution systems | 電線路システム | 配電規定、茶本 |  |  | A catenary overhead line system typically comprises of items such as mounting structure, cantilever assembly and supplementary supports.
Ss_70_30_60_11 | 70 | 30 | 60 | 11 | Catenary overhead line systems | 架空電線路システム | 配電規定、電技 | 70-55-55/101 Catenary overhead line system; |  | A catenary overhead line system typically comprises of items such as mounting structure, cantilever assembly and supplementary supports.
Ss_70_30_60_89 | 70 | 30 | 60 | 89 | Trolley wire overhead line systems | 架空電車線路システム |  | 70-55-55/105 Trolley wire overhead line system; |  | A trolley wire overhead line system typically comprises of items such as mounting structure, cantilever assembly and supplementary supports.
Ss_70_30_80 | 70 | 30 | 80 |  | Small power systems | 小型電源システム |  |  |  | A hard wired low voltage small power system typically comprises of items such as origin of supply, final circuit cabling and cable accessories.
Ss_70_30_80_35 | 70 | 30 | 80 | 35 | Hardwired low-voltage small power systems | 組込み式低圧小型電源システム |  | 70-70-75/110 Hard wired low voltage small power system; | 5.8.2 Power installations (default); | A hard wired low voltage small power system typically comprises of items such as origin of supply, final circuit cabling and cable accessories.
Ss_70_30_80_45 | 70 | 30 | 80 | 45 | Low-voltage small power systems with prefabricated wiring | 配線器具付き低圧小型電源システム |  | 70-70-75/120 Low voltage small power systems with prefabricated wiring; | 5.8.2 Power installations (default); | A low voltage small power systems with prefabricated wiring typically comprises of items such as origin of supply, final circuit cabling and containment.
Ss_70_30_90 | 70 | 30 | 90 |  | Conductor rail traction power distribution systems | 導体レール牽引配電システム |  |  |  | A third rail electrification system typically comprises of items such as support, conductor and cover board.
Ss_70_30_90_15 | 70 | 30 | 90 | 15 | Conductor rail electrification systems | 導体レール帯電（牽引電力配電レール）システム
Ss_70_30_90_90 | 70 | 30 | 90 | 90 | Third rail electrification systems | サードレール電化システム |  | 70-55-85/101 Third rail electrification system; |  | A third rail electrification system typically comprises of items such as support, conductor and cover board.
Ss_70_30_94 | 70 | 30 | 94 |  | Vehicle charging systems | 自動車両充電設備システム | 営繕部設備_建築設備設計基準 |  |  | An electric vehicle charging system typically comprises of items such as foundations and equipment.
Ss_70_30_94_27 | 70 | 30 | 94 | 27 | Electric vehicle charging systems | 電気自動車用充電設備システム | 営繕部設備_建築設備設計基準 | 70-55-90/101 Electric vehicle charging system; |  | An electric vehicle charging system typically comprises of items such as foundations and equipment.
Ss_70_80 | 70 | 80 |  |  | Lighting systems | 照明設備システム | 和英 建築設備用語解説
Ss_70_80_01 | 70 | 80 | 01 |  | Aeronautical lighting systems | 航空灯火設備システム |  |  |  | An approach lighting system typically comprises of items such as electrical supply, primary cabling and secondary cabling.
Ss_70_80_01_02 | 70 | 80 | 01 | 02 | Approach lighting systems | 進入灯〔ALS〕システム | 国交省/航空HP | 70-80-05/110 Approach lighting system; |  | An approach lighting system typically comprises of items such as electrical supply, primary cabling and secondary cabling.
Ss_70_80_01_03 | 70 | 80 | 01 | 03 | Apron lighting systems | エプロン照明灯〔FLO〕システム | 国交省/航空HP | 70-80-05/115 Apron lighting system; |  | An apron lighting system typically comprises of items such as electrical supply, primary cabling and secondary cabling.
Ss_70_80_01_47 | 70 | 80 | 01 | 47 | Lighting beacon systems | 航空灯台システム | 国交省/航空HP | 70-80-05/120 Lighting beacon system; |  | A lighting beacon system typically comprises of items such as electrical supply, primary cabling and secondary cabling.
Ss_70_80_01_65 | 70 | 80 | 01 | 65 | Precision approach path indicator systems | 進入角指示灯〔PAPI〕システム | 国交省/航空HP | 70-80-05/125 Precision approach path indicator system; |  | A precision approach path indicator system typically comprises of items such as electrical supply, primary cabling and secondary cabling.
Ss_70_80_01_74 | 70 | 80 | 01 | 74 | Runway lighting systems | 滑走路灯システム | 国交省/航空HP | 70-80-05/101 Runway lighting system; |  | A runway lighting system typically comprises of items such as electrical supply, primary cabling and secondary cabling.
Ss_70_80_01_87 | 70 | 80 | 01 | 87 | Taxiway lighting systems | 誘導路灯システム | 国交省/航空HP | 70-80-05/105 Taxiway lighting system; |  | A taxiway lighting system typically comprises of items such as electrical supply, primary cabling and secondary cabling.
Ss_70_80_25 | 70 | 80 | 25 |  | External lighting systems | 外部照明器具システム |  |  |  | An amenity lighting system typically comprises of items such as electrical supply, final circuit cabling and containment.
Ss_70_80_25_05 | 70 | 80 | 25 | 05 | Amenity lighting systems | 景観照明器具システム |  | 70-80-25/120 Amenity lighting system; | 8.7.9 External street lighting systems (default); | An amenity lighting system typically comprises of items such as electrical supply, final circuit cabling and containment.
Ss_70_80_25_59 | 70 | 80 | 25 | 59 | Outdoor workplace lighting systems | 外灯（屋外照明器具）システム |  | 70-80-25/130 Outdoor workplace lighting systems; |  | An outdoor workplace lighting systems typically comprises of items such as electrical supply, final circuit cabling and containment.
Ss_70_80_25_70 | 70 | 80 | 25 | 70 | Roadway lighting systems | 道路照明器具システム |  | 70-80-25/110 Roadway lighting system; | 8.7.9 External street lighting systems (default); | A roadway lighting system typically comprises of items such as electrical supply, final circuit cabling and containment.
Ss_70_80_25_90 | 70 | 80 | 25 | 90 | Tunnel lighting systems | トンネル照明器具システム
Ss_70_80_33 | 70 | 80 | 33 |  | General space lighting systems | 一般照明設備システム |  |  |  | A central battery supplied emergency lighting system typically comprises of items such as emergency power source, final circuit cabling and containment.
Ss_70_80_33_12 | 70 | 80 | 33 | 12 | Central battery supplied emergency lighting systems | 非常照明器具（別置型）システム |  | 70-80-35/130 Central battery supplied emergency lighting system; | 5.8.3 Lighting installations (default); | A central battery supplied emergency lighting system typically comprises of items such as emergency power source, final circuit cabling and containment.
Ss_70_80_33_30 | 70 | 80 | 33 | 30 | Fibre-optic lighting systems | 光ファイバー照明器具システム
Ss_70_80_33_33 | 70 | 80 | 33 | 33 | General lighting systems with prefabricated wiring | 配線を備えた一般照明、内線工事での一般器具システム |  | 70-80-35/120 General lighting systems with prefabricated wiring; | 5.8.3 Lighting installations (default); | A general lighting systems with prefabricated wiring typically comprises of items such as final circuit cabling, containment and containment accessories.
Ss_70_80_33_35 | 70 | 80 | 33 | 35 | Hardwired general lighting systems | 固い配線を備えた一般照明、配線器具・照明器具・電線システム |  | 70-80-35/110 Hard wired general lighting system; | 5.8.3 Lighting installations (default); | A hard wired general lighting system typically comprises of items such as final circuit cabling, containment and containment accessories.
Ss_70_80_33_88 | 70 | 80 | 33 | 88 | Theatrical/ stage lighting systems | 舞台照明・演出照明器具システム
Ss_70_80_33_92 | 70 | 80 | 33 | 92 | Underwater lighting systems | 水中照明器具システム |  | 70-80-90/110 Underwater lighting system; | 5.8.4 Specialist lighting installations (default); 8.7.9 External street lighting systems; | An underwater lighting system typically comprises of items such as origin of supply, final circuit cabling and containment.
Ss_70_95 | 70 | 95 |  |  | Temporary electrical systems | 仮設電源工事システム
Ss_75 | 75 |  |  |  | Communications, security, safety, control and protection systems | 通信、セキュリティ、安全、制御、保護システム
Ss_75_10 | 75 | 10 |  |  | Communications systems | 通信設備システム | 営繕部設備_建築設備設計基準
Ss_75_10_21 | 75 | 10 | 21 |  | Data distribution and telecommunications systems | 構内情報通信網・構内交換設備システム | 営繕部設備_建築設備設計基準 |  |  | A data distribution system typically comprises of items such as applications, cabling hierarchy and cabling topology.
Ss_75_10_21_21 | 75 | 10 | 21 | 21 | Data distribution systems | 構内情報通信網設備システム | 営繕部設備_建築設備設計基準 | 75-45-20/110 Data distribution system; | 8.7.6 Telecommunications and other communication system connections; 5.12.1 Communication systems (default); | A data distribution system typically comprises of items such as applications, cabling hierarchy and cabling topology.
Ss_75_10_21_48 | 75 | 10 | 21 | 48 | Local area network (LAN) systems | LANシステム
Ss_75_10_21_52 | 75 | 10 | 21 | 52 | Mobile telecommunications systems | 移動通信システム
Ss_75_10_21_88 | 75 | 10 | 21 | 88 | Telecommunications systems | 構内交換設備システム | 営繕部設備_建築設備設計基準 | 75-45-85/110 Telecommunications system; | 5.12.1 Communication systems (default); | A telecommunications system typically comprises of items such as type of system, method of operation and connection to public telephone network.
Ss_75_10_21_97 | 75 | 10 | 21 | 97 | Wide area network (WAN) systems | 広域網(WAN)システム
Ss_75_10_46 | 75 | 10 | 46 |  | Listening systems | 補聴システム |  |  |  | An audio-frequency-induction-loop system typically comprises of items such as registration, arrangement and site assessment.
Ss_75_10_46_05 | 75 | 10 | 46 | 05 | Audio frequency induction loop systems | 磁気ループシステム |  | 75-45-40/110 Audio-frequency-induction-loop system; | 5.12.1 Communication systems (default); | An audio-frequency-induction-loop system typically comprises of items such as registration, arrangement and site assessment.
Ss_75_10_46_42 | 75 | 10 | 46 | 42 | Infrared listening systems | 赤外線補聴システム |  | 75-45-50/110 Infrared listening system; | 5.12.1 Communication systems (default); | An infrared listening system typically comprises of items such as input signals, distribution equipment and receivers.
Ss_75_10_68 | 75 | 10 | 68 |  | Public communications systems | 公共通信システム |  |  |  | A public address system typically comprises of items such as registration, environment and source equipment.
Ss_75_10_68_02 | 75 | 10 | 68 | 02 | Advertising display systems | 広告表示装置システム
Ss_75_10_68_07 | 75 | 10 | 68 | 07 | Bell communication systems | ベル通信システム
Ss_75_10_68_13 | 75 | 10 | 68 | 13 | Clock systems | 時刻表示装置システム | 営繕部設備_建築設備設計基準
Ss_75_10_68_42 | 75 | 10 | 68 | 42 | Information display systems | 情報表示装置システム
Ss_75_10_68_68 | 75 | 10 | 68 | 68 | Public address systems | 拡声設備システム | 営繕部設備_建築設備設計基準 | 75-45-60/110 Public address system; | 5.12.1 Communication systems (default); | A public address system typically comprises of items such as registration, environment and source equipment.
Ss_75_10_68_69 | 75 | 10 | 68 | 69 | Queue management systems | キュー管理（順番管理）システム
Ss_75_10_70 | 75 | 10 | 70 |  | Radio and television distribution systems | ラジオ放送およびテレビ放送配信システム
Ss_75_10_70_70 | 75 | 10 | 70 | 70 | Radio distribution systems | ラジオ放送配信システム |  | 75-45-90/115 Radio distribution system; |  | A radio distribution system typically comprises of items such as arrangement, input signals and antennae.
Ss_75_10_70_88 | 75 | 10 | 70 | 88 | Television distribution systems | テレビ共同受信設備システム | 営繕部設備_建築設備設計基準 | 75-45-90/110 Television distribution system; | 5.13.4 Specialist electrical/electronic installations (default); | A television distribution system typically comprises of items such as arrangement, input signals and antennae.
Ss_75_10_72 | 75 | 10 | 72 |  | Emergency communication systems | 非常時通信システム
Ss_75_10_72_30 | 75 | 10 | 72 | 30 | Firefighting intercom systems | 非常電話設備システム | 消防法
Ss_75_10_72_70 | 75 | 10 | 72 | 70 | Radio communications systems | 無線通信補助設備システム | 消防法
Ss_75_10_72_72 | 75 | 10 | 72 | 72 | Roadway emergency communication systems | 非常時道路通信システム
Ss_75_10_88 | 75 | 10 | 88 |  | Timing and scoring systems | 計時・計測設備 | セイコーHP |  |  | A swimming pool timing and scoring system typically comprises of items such as starting signal equipment, start control unit and starting strobe lights.
Ss_75_10_88_05 | 75 | 10 | 88 | 05 | Athletics timing and scoring systems | 陸上競技計時・計測設備
Ss_75_10_88_86 | 75 | 10 | 88 | 86 | Swimming pool timing and scoring systems | 水泳競技計時・計測設備 |  | 75-55-75/110 Swimming pool timing and scoring system; | 5.13.4 Specialist electrical/electronic installations (default); | A swimming pool timing and scoring system typically comprises of items such as starting signal equipment, start control unit and starting strobe lights.
Ss_75_30 | 75 | 30 |  |  | Signal systems | 信号システム
Ss_75_30_35 | 75 | 30 | 35 |  | Road signal and control systems | 道路信号と制御（交通管理）システム | 京三製作所HP |  |  | A traffic signal and control system typically comprises of items such as system performance, primary traffic signals and secondary traffic signals.
Ss_75_30_35_60 | 75 | 30 | 35 | 60 | Pedestrian crossing signal systems | 歩行者横断信号システム
Ss_75_30_35_86 | 75 | 30 | 35 | 86 | Toll systems | 料金収受システム | 国交省HP
Ss_75_30_35_88 | 75 | 30 | 35 | 88 | Traffic signal systems | 交通信号機システム |  | 75-25-35/101 Traffic signal and control system; |  | A traffic signal and control system typically comprises of items such as system performance, primary traffic signals and secondary traffic signals.
Ss_75_30_50 | 75 | 30 | 50 |  | Marine signal systems | 海上信号システム
Ss_75_30_60 | 75 | 30 | 60 |  | Obstacle beacon systems | 障害灯システム
Ss_75_30_70 | 75 | 30 | 70 |  | Railway signal and control systems | 鉄道信号システム | 京三製作所HP |  |  | A rail signal system typically comprises of items such as system performance, signal equipment and signage.
Ss_75_30_70_02 | 75 | 30 | 70 | 02 | Automatic train operation (ATO) systems | 自動列車運転（ATO）システム
Ss_75_30_70_03 | 75 | 30 | 70 | 03 | Automatic train protection (ATP) systems | 自動列車保護（ATP）システム
Ss_75_30_70_05 | 75 | 30 | 70 | 05 | Automatic warning systems (AWS) | 自動列車警報（ATP）システム
Ss_75_30_70_15 | 75 | 30 | 70 | 15 | Communications based train control (CBTC) systems | 列車と地上設備間での通信を用いた自動列車制御システム | Wiki
Ss_75_30_70_27 | 75 | 30 | 70 | 27 | Emergency traction current discharge systems (ETCDS) | 緊急牽引電流放電システム（ETCDS）
Ss_75_30_70_30 | 75 | 30 | 70 | 30 | Fixed block signalling systems | 固定閉塞信号システム | Wiki
Ss_75_30_70_53 | 75 | 30 | 70 | 53 | Moving block signalling systems | 移動閉塞信号システム | Wiki
Ss_75_30_70_70 | 75 | 30 | 70 | 70 | Rail signal systems | 鉄道信号機システム |  | 75-20-70/101 Rail signal system; |  | A rail signal system typically comprises of items such as system performance, signal equipment and signage.
Ss_75_30_70_90 | 75 | 30 | 70 | 90 | Train protection warning systems (TPWS) | 列車保護警告システム（TPWS） | イギリスの制御方式
Ss_75_30_90 | 75 | 30 | 90 |  | Tramway signal systems | 路面電車信号機システム
Ss_75_30_97 | 75 | 30 | 97 |  | Waterway signal systems | 水路信号機システム
Ss_75_30_98 | 75 | 30 | 98 |  | Wind direction indication systems | 風向指示器システム |  |  |  | A windsock system typically comprises of items such as system performance, foundation and support.
Ss_75_30_98_96 | 75 | 30 | 98 | 96 | Windsock systems | 風向指示器（吹き流し）システム |  | 75-35-90/105 Windsock system; |  | A windsock system typically comprises of items such as system performance, foundation and support.
Ss_75_40 | 75 | 40 |  |  | Security systems | セキュリティ（防犯）システム
Ss_75_40_02 | 75 | 40 | 02 |  | Access control systems | 入退室管理システム |  |  |  | An audio intercom system typically comprises of items such as entrance panel, audio communication and remote door opening via handset.
Ss_75_40_02_05 | 75 | 40 | 02 | 05 | Audio intercom systems | インターホンシステム |  | 75-60-05/120 Audio intercom system; | 5.12.1 Communication systems (default); | An audio intercom system typically comprises of items such as entrance panel, audio communication and remote door opening via handset.
Ss_75_40_02_11 | 75 | 40 | 02 | 11 | Card access control systems | カードリーダ型入退室管理システム |  | 75-60-05/110 Access control system; | 5.12.2 Security systems (default); | An access control system typically comprises of items such as standards, operation in the event of mains failure and tokens.
Ss_75_40_02_94 | 75 | 40 | 02 | 94 | Video intercom systems | カメラ付きインターホンシステム
Ss_75_40_53 | 75 | 40 | 53 |  | Monitoring systems | 監視システム |  |  |  | A cctv system typically comprises of items such as standards, purpose and format.
Ss_75_40_53_70 | 75 | 40 | 53 | 70 | Radio-frequency identification (RFID) tagging systems | 無線周波数識別（RFID）タギングシステム
Ss_75_40_53_86 | 75 | 40 | 53 | 86 | Surveillance CCTV systems | 監視カメラシステム |  | 75-60-10/110 CCTV system; | 5.12.2 Security systems (default); | A cctv system typically comprises of items such as standards, purpose and format.
Ss_75_40_53_90 | 75 | 40 | 53 | 90 | Train dispatch CCTV systems | 列車派遣CCTVシステム
Ss_75_40_53_95 | 75 | 40 | 53 | 95 | Voice recording systems | 音声録音システム
Ss_75_40_73 | 75 | 40 | 73 |  | Security screening systems | セキュリティスクリーニング（保安検査場）システム |  |  |  | A cabin baggage screening system typically comprises of items such as checkpoint screening.
Ss_75_40_73_11 | 75 | 40 | 73 | 11 | Cabin baggage screening systems | 手荷物検査システム |  | 75-60-75/120 Cabin baggage screening system; |  | A cabin baggage screening system typically comprises of items such as checkpoint screening.
Ss_75_40_73_60 | 75 | 40 | 73 | 60 | Passenger screening systems | 乗客スクリーニング（ボディチェック、検査）システム |  | 75-60-75/110 Passenger screening system; |  | A passenger screening system typically comprises of items such as security scanners, metal detectors and explosive detectors.
Ss_75_40_75 | 75 | 40 | 75 |  | Security detection alarm systems | 警備警報システム |  |  |  | An intruder detection and alarm system typically comprises of items such as power supply, detectors and cabling and containment.
Ss_75_40_75_02 | 75 | 40 | 75 | 02 | Aerospace security detection and warning systems | エアロスペース・検知警報システム
Ss_75_40_75_40 | 75 | 40 | 75 | 40 | Intruder detection and alarm systems | 侵入者検知警報システム |  | 75-60-40/110 Intruder detection and alarm system; | 5.12.2 Security systems (default); | An intruder detection and alarm system typically comprises of items such as power supply, detectors and cabling and containment.
Ss_75_40_75_50 | 75 | 40 | 75 | 50 | Marine and waterway security detection and warning systems | 海上・水中検知警報システム
Ss_75_50 | 75 | 50 |  |  | Safety and protection systems | 安全および保護システム
Ss_75_50_11 | 75 | 50 | 11 |  | Emergency call systems | 緊急通報システム |  |  |  | An assistance call system typically comprises of items such as operating voltage, zones and equipment interconnectivity.
Ss_75_50_11_07 | 75 | 50 | 11 | 07 | Baby protection systems | 赤ちゃん保護システム
Ss_75_50_11_25 | 75 | 50 | 11 | 25 | Emergency assistance call systems | 緊急支援コールシステム |  | 75-70-05/110 Assistance call system; | 5.12.1 Communication systems (default); | An assistance call system typically comprises of items such as operating voltage, zones and equipment interconnectivity.
Ss_75_50_11_27 | 75 | 50 | 11 | 27 | Emergency voice communication systems | 緊急音声通信システム |  | 75-70-05/120 Emergency voice communication system; | 5.12.1 Communication systems (default); | An emergency voice communication system typically comprises of items such as operating voltage, zones and equipment interconnectivity.
Ss_75_50_11_57 | 75 | 50 | 11 | 57 | Nurse call systems | ナースコールシステム |  | 75-70-55/110 Nurse call system; | 5.12.1 Communication systems (default); | A nurse call system typically comprises of items such as call initiation devices, patient call reset buttons and visual indicators.
Ss_75_50_15 | 75 | 50 | 15 |  | Cathodic protection systems | 陰極防食システム |  |  |  | An adhesive backed zinc sheet anode system typically comprises of items such as anode, monitoring systems and junction boxes / enclosures.
Ss_75_50_15_02 | 75 | 50 | 15 | 02 | Adhesive-backed zinc sheet anode systems | 接着剤付き亜鉛シートアノードシステム |  | 75-85-15/105 Adhesive backed zinc sheet anode system; |  | An adhesive backed zinc sheet anode system typically comprises of items such as anode, monitoring systems and junction boxes / enclosures.
Ss_75_50_15_09 | 75 | 50 | 15 | 09 | Buried galvanic anode systems | 埋込み式陽極システム |  | 75-85-15/135 Buried galvanic anode system; |  | A buried galvanic anode system typically comprises of items such as anode, backfill and monitoring systems.
Ss_75_50_15_10 | 75 | 50 | 15 | 10 | Buried impressed current anode systems | 埋込み式感電電流陽極システム |  | 75-85-15/140 Buried impressed current anode system; |  | A buried impressed current anode system typically comprises of items such as anode, backfill and power supplies / trs.
Ss_75_50_15_27 | 75 | 50 | 15 | 27 | Embedded impressed current anode systems | 埋込み式電流陽極システム |  | 75-85-15/130 Embedded impressed current anode system; |  | An embedded impressed current anode system typically comprises of items such as anode, mortar and monitoring systems.
Ss_75_50_15_28 | 75 | 50 | 15 | 28 | Embedded zinc anode systems | 埋込み式亜鉛陽極システム |  | 75-85-15/110 Embedded zinc anode system; |  | An embedded zinc anode system typically comprises of items such as anode, mortar and monitoring systems.
Ss_75_50_15_41 | 75 | 50 | 15 | 41 | Immersed galvanic anode systems | 浸漬ガルバニック陽極システム |  | 75-85-15/145 Immersed galvanic anodes system; |  | An immersed galvanic anodes system typically comprises of items such as anode, monitoring systems and junction boxes / enclosures.
Ss_75_50_15_42 | 75 | 50 | 15 | 42 | Immersed impressed current anode systems | 没入感電流陽極システム |  | 75-85-15/150 Immersed impressed current anode system; |  | An immersed impressed current anode system typically comprises of items such as anode, power supplies / trs and control system.
Ss_75_50_15_72 | 75 | 50 | 15 | 72 | Recess-mounted impressed current anode systems | インプリント電流陽極システム |  | 75-85-15/125 Recess mounted impressed current anode system; |  | A recess mounted impressed current anode system typically comprises of items such as anode, mortar and monitoring systems.
Ss_75_50_15_85 | 75 | 50 | 15 | 85 | Surface-mounted impressed current anode systems | 表面実装型インプリント電流アノードシステム |  | 75-85-15/120 Surface mounted impressed current anode system; |  | A surface mounted impressed current anode system typically comprises of items such as anode, mortar and monitoring systems.
Ss_75_50_15_99 | 75 | 50 | 15 | 99 | Zinc mesh in overlay systems | 亜鉛メッシュオーバーレイシステム |  | 75-85-15/115 Zinc mesh in overlay system; |  | A zinc mesh in overlay system typically comprises of items such as anode, mortar and monitoring systems.
Ss_75_50_26 | 75 | 50 | 26 |  | Debris detection systems | 破片検出（異物検知システム）システム |  |  |  | A foreign object debris detection system typically comprises of items such as detection equipment.
Ss_75_50_26_30 | 75 | 50 | 26 | 30 | Foreign object debris (FOD) detection systems | 異物デブリ（FOD）検出システム |  | 75-65-32/105 Foreign object debris detection system; |  | A foreign object debris detection system typically comprises of items such as detection equipment.
Ss_75_50_28 | 75 | 50 | 28 |  | Fire and smoke detection and alarm systems | 自動火災報知、防排煙設備システム |  |  |  | An aspirating detection system typically comprises of items such as system type.
Ss_75_50_28_05 | 75 | 50 | 28 | 05 | Aspirating detection systems | 吸引検出システム |  | 75-65-30/120 Aspirating detection system; | 5.12.1 Communication systems (default); | An aspirating detection system typically comprises of items such as system type.
Ss_75_50_28_22 | 75 | 50 | 28 | 22 | Domestic premises fire detection and alarm systems | 住宅用火災警報器システム |  | 75-65-30/115 Fire detection and alarm systems in domestic premises; |  | A fire detection and alarm systems in domestic premises typically comprises of items such as detection devices, external alarms and controls.
Ss_75_50_28_24 | 75 | 50 | 28 | 24 | Duct smoke detector systems | ダクト煙探知機システム |  | 75-65-30/130 Duct smoke detector system; |  | A duct smoke detector system typically comprises of items such as detector type.
Ss_75_50_28_29 | 75 | 50 | 28 | 29 | Fire detection and alarm systems | 自動火災報知設備システム |  | 75-65-30/110 Fire detection and alarm system; | 5.12.1 Communication systems (default); | A fire detection and alarm system typically comprises of items such as format, category and detection devices.
Ss_75_50_28_95 | 75 | 50 | 28 | 95 | Voice alarm systems | 音声警報システム |  | 75-70-95/110 Voice alarm system; | 5.12.1 Communication systems (default); | A voice alarm system typically comprises of items such as system type, power supplies and tertiary power supply.
Ss_75_50_33 | 75 | 50 | 33 |  | Gas detection and alarm systems | ガス検知および警報システム |  |  |  | A fixed gas detection and alarm system typically comprises of items such as type of protection, control panel and cable type.
Ss_75_50_33_30 | 75 | 50 | 33 | 30 | Fixed gas detection and alarm systems | ガス漏れ検知設備システム | 消防法 | 75-65-35/110 Fixed gas detection and alarm system; | 5.13.1 Specialist piped supply installations (default); | A fixed gas detection and alarm system typically comprises of items such as type of protection, control panel and cable type.
Ss_75_50_33_32 | 75 | 50 | 33 | 32 | Flow sample gas detection and alarm systems | フローサンプルガス検出および警報システム |  | 75-65-35/120 Flow sample gas detection and alarm system; | 5.13.1 Specialist piped supply installations (default); | A flow sample gas detection and alarm system typically comprises of items such as type of protection, control panel and sample tube.
Ss_75_50_33_71 | 75 | 50 | 33 | 71 | Refrigerant leak detection and alarm systems | 冷媒漏洩検知および警報システム
Ss_75_50_35 | 75 | 50 | 35 |  | Healthcare imaging systems | 医療画像システム
Ss_75_50_45 | 75 | 50 | 45 |  | Electrical protection systems | 電気保護システム |  |  |  | A lightning protection system typically comprises of items such as external lps type, internal lps and protection against explosive or highly flammable contents.
Ss_75_50_45_45 | 75 | 50 | 45 | 45 | Lightning protection systems | 避雷システム |  | 75-85-45/110 Lightning protection system; | 5.11.3 Lightning protection (default); | A lightning protection system typically comprises of items such as external lps type, internal lps and protection against explosive or highly flammable contents.
Ss_75_50_50 | 75 | 50 | 50 |  | Liquid detection and alarm systems | 液体検知および警報システム |  |  |  | A water presence detection and alarm system typically comprises of items such as areas to be protected, zones and sensor types.
Ss_75_50_50_45 | 75 | 50 | 50 | 45 | Liquid presence detection and alarm systems | 液体の存在検出・警報システム |  | 75-65-95/110 Water presence detection and alarm system; | 5.12.1 Communication systems (default); | A water presence detection and alarm system typically comprises of items such as areas to be protected, zones and sensor types.
Ss_75_50_50_96 | 75 | 50 | 50 | 96 | Water leak detection and alarm systems | 漏水検知・警報システム |  | 75-65-95/120 Water leak detection and alarm system; | 5.12.1 Communication systems (default); | A water leak detection and alarm system typically comprises of items such as areas to be protected, programmable control unit and pulsed output water meter.
Ss_75_50_60 | 75 | 50 | 60 |  | Patient monitoring and telemetry systems | 患者モニタリングおよび遠隔測定システム
Ss_75_60 | 75 | 60 |  |  | Environmental safety systems | 環境安全システム
Ss_75_60_25 | 75 | 60 | 25 |  | Earthquake warning systems | 地震警報システム
Ss_75_60_30 | 75 | 60 | 30 |  | Flood warning systems | 洪水警報システム
Ss_75_60_50 | 75 | 60 | 50 |  | Meteorological detection and warning systems | 気象検出および警告システム
Ss_75_60_52 | 75 | 60 | 52 |  | Meteorological instrumentation systems | 気象計装システム |  |  |  | A weather observation systems typically comprises of items such as meteorological instrumentation products.
Ss_75_60_52_95 | 75 | 60 | 52 | 95 | Weather observation systems | 気象観測システム |  | 75-75-55/101 Weather observation systems; |  | A weather observation systems typically comprises of items such as meteorological instrumentation products.
Ss_75_60_70 | 75 | 60 | 70 |  | Radiation detection and alarm systems | 放射線検出および警報システム
Ss_75_60_75 | 75 | 60 | 75 |  | Seismic instrumentation systems | 地震計装システム
Ss_75_60_90 | 75 | 60 | 90 |  | Tsunami warning systems | 津波警報システム
Ss_75_60_95 | 75 | 60 | 95 |  | Volcanic eruption warning systems | 火山噴火警報システム
Ss_75_70 | 75 | 70 |  |  | Control and management systems | 制御および管理システム
Ss_75_70_05 | 75 | 70 | 05 |  | Airport control systems | 空港管制システム
Ss_75_70_05_04 | 75 | 70 | 05 | 04 | Automatic aircraft docking systems | 自動航空機ドッキングシステム
Ss_75_70_10 | 75 | 70 | 10 |  | Bridge control systems | 橋梁制御システム
Ss_75_70_20 | 75 | 70 | 20 |  | Dam control systems | ダム制御システム
Ss_75_70_50 | 75 | 70 | 50 |  | Marine control systems | 海洋制御システム
Ss_75_70_52 | 75 | 70 | 52 |  | Mechanical engineering services control and management systems | 機械設備制御監視システム |  |  |  | An air to air heat pump system control typically comprises of items such as objectives, equipment to be controlled and start and stop control.
Ss_75_70_52_03 | 75 | 70 | 52 | 03 | Air-to-air heat pump control systems | 空冷ヒートポンプ制御システム |  | 75-75-50/135 Air to air heat pump system control; | 5.5.1 Heat source (default); | An air to air heat pump system control typically comprises of items such as objectives, equipment to be controlled and start and stop control.
Ss_75_70_52_14 | 75 | 70 | 52 | 14 | Climatic ceiling panels and beams control systems | 天井輻射パネル＋チルドビーム制御システム |  | 75-75-50/130 Climatic ceiling panels and beams control; | 5.6.5 Central heating and cooling (default); | A climatic ceiling panels and beams control typically comprises of items such as objectives, equipment to be controlled and start and stop control.
Ss_75_70_52_15 | 75 | 70 | 52 | 15 | Combined heat and power control systems | 熱電併給制御システム |  | 75-75-50/198 CHP control strategy; | 5.5.1 Heat source (default); | A chp control strategy typically comprises of items such as configuration, additional start signals and operation.
Ss_75_70_52_16 | 75 | 70 | 52 | 16 | Constant volume air conditioning control systems | 定容量空調制御（CAV）システム |  | 75-75-50/165 Constant volume air conditioning system control; | 5.6.7 Central air conditioning (default); | A constant volume air conditioning system control typically comprises of items such as objectives, start and stop control and damper control strategies.
Ss_75_70_52_17 | 75 | 70 | 52 | 17 | Cooling system control systems | 冷却システム制御システム |  | 75-75-50/125 Cooling systems control; | 5.6.3 Central cooling (default); | A cooling systems control typically comprises of items such as objectives, start and stop control and pressurization plant control strategies.
Ss_75_70_52_23 | 75 | 70 | 52 | 23 | Domestic heating system control systems | 家庭用暖房制御システム |  | 75-75-50/122 Domestic heating systems control; |  | A domestic heating systems control typically comprises of items such as objectives, equipment and domestic hot water demand.
Ss_75_70_52_28 | 75 | 70 | 52 | 28 | Extract ventilation control systems | 排気制御システム |  | 75-75-50/160 Mechanical extract systems control; | 5.7.1 Central ventilation (default); | A mechanical extract systems control typically comprises of items such as objectives, start and stop control and extract fan control strategies.
Ss_75_70_52_29 | 75 | 70 | 52 | 29 | Fan coil unit air conditioning control systems | ファンコイルユニット空調制御システム |  | 75-75-50/175 Fan coil unit air conditioning system control; | 5.6.7 Central air conditioning (default); | A fan coil unit air conditioning system control typically comprises of items such as objectives, start and stop control and damper control strategies.
Ss_75_70_52_32 | 75 | 70 | 52 | 32 | Fuel supply control systems | 燃料供給制御システム
Ss_75_70_52_33 | 75 | 70 | 52 | 33 | Gas-fired heating control systems | ガス燃焼暖房制御システム |  | 75-75-50/190 Gas fired heating system control strategy; | 5.6.1 Central heating (default); | A gas fired heating system control strategy typically comprises of items such as equipment to be controlled, start and stop control and operation.
Ss_75_70_52_36 | 75 | 70 | 52 | 36 | Heating system control systems | 暖房制御システム |  | 75-75-50/120 Heating systems control; | 5.6.1 Central heating (default); | A heating systems control typically comprises of items such as objectives, start and stop control and heating plant control strategies.
Ss_75_70_52_38 | 75 | 70 | 52 | 38 | Heat pump control systems | ヒートポンプ制御システム |  | 75-75-50/140 Heat pump system control; | 5.5.1 Heat source (default); | A water to air heat pump system control typically comprises of items such as objectives, equipment to be controlled and start and stop control.
Ss_75_70_52_52 | 75 | 70 | 52 | 52 | Mixed mode ventilation control systems | ハイブリッド換気制御システム |  | 75-75-50/150 Mixed mode ventilation system control; | 5.7.2 Local and special ventilation; 5.7.1 Central ventilation (default); | A mixed mode ventilation system control typically comprises of items such as objectives, start and stop control and natural ventilation system.
Ss_75_70_52_56 | 75 | 70 | 52 | 56 | Natural ventilation control systems | 自然換気制御システム |  | 75-75-50/145 Natural ventilation control; | 5.7.2 Local and special ventilation (default); | A natural ventilation control typically comprises of items such as objectives, start and stop control and natural ventilation system.
Ss_75_70_52_70 | 75 | 70 | 52 | 70 | Radiant heating control systems | 輻射暖房制御システム |  | 75-75-50/195 Radiant heating system control strategy; | 5.6.1 Central heating (default); | A radiant heating system control strategy typically comprises of items such as equipment to be controlled, start and stop control and operation.
Ss_75_70_52_80 | 75 | 70 | 52 | 80 | Smoke and heat detection extract control systems | 排煙制御システム |  | 75-75-50/185 Smoke and heat control system, extract position control; | 5.7.3 Smoke extract/control (default); | A smoke and heat control system, extract position control typically comprises of items such as objectives, operation and firemans’ override switch.
Ss_75_70_52_81 | 75 | 70 | 52 | 81 | Smoke and heat detection shut down control systems | 自動閉鎖設備システム |  | 75-75-50/180 Smoke and heat control system, plant shutdown control; | 5.7.3 Smoke extract/control (default); | A smoke and heat control system, plant shutdown control typically comprises of items such as objectives, operation and firemans’ override switch.
Ss_75_70_52_85 | 75 | 70 | 52 | 85 | Steam and condensate control systems | 蒸気および復水制御（VAV）システム |  | 75-75-50/115 Steam and condensate control; | 5.4.5 Steam and condensate distribution (default); | A steam and condensate control typically comprises of items such as objectives, start and stop control and heating plant control strategies.
Ss_75_70_52_93 | 75 | 70 | 52 | 93 | Variable volume air conditioning control systems | 可変容量空調制御システム |  | 75-75-50/170 Variable air volume air conditioning system control; | 5.6.7 Central air conditioning (default); | A variable air volume air conditioning system control typically comprises of items such as objectives, start and stop control and damper control strategies.
Ss_75_70_52_94 | 75 | 70 | 52 | 94 | Ventilation control systems | 換気制御システム |  | 75-75-50/155 Mechanical ventilation systems control; | 5.7.2 Local and special ventilation; 5.7.3 Smoke extract/control; 5.7.1 Central ventilation (default); | A mechanical ventilation systems control typically comprises of items such as objectives, start and stop control and damper control strategies.
Ss_75_70_52_96 | 75 | 70 | 52 | 96 | Water supply control systems | 給水制御システム |  | 75-75-50/110 Water supply systems control; | 5.4.2 Cold water distribution (default); 5.4.1 Mains water supply; 5.4.3 Hot water distribution; | A water supply systems control typically comprises of items such as objectives, start and stop control and pressurization control strategies.
Ss_75_70_52_97 | 75 | 70 | 52 | 97 | Water-to-air heat pump control systems | 水冷ヒートポンプ制御システム
Ss_75_70_54 | 75 | 70 | 54 |  | Metering, monitoring and management systems | 計測、監視、管理システム |  |  |  | A building monitoring and management system typically comprises of items such as water supply systems linked to bmms, medical gas systems linked to bmms and gas supply systems linked to bmms.
Ss_75_70_54_03 | 75 | 70 | 54 | 03 | Active water monitoring systems | アクティブウォーターモニタリングシステム
Ss_75_70_54_05 | 75 | 70 | 54 | 05 | Air quality monitoring systems | 大気質監視システム
Ss_75_70_54_10 | 75 | 70 | 54 | 10 | Building monitoring and management systems | ビル監視制御システム |  | 75-75-05/150 Building monitoring and management system; | 5.12.3 Central control/building management systems (default); | A building monitoring and management system typically comprises of items such as water supply systems linked to bmms, medical gas systems linked to bmms and gas supply systems linked to bmms.
Ss_75_70_54_15 | 75 | 70 | 54 | 15 | Communications monitoring and management systems | 通信監視制御システム
Ss_75_70_54_25 | 75 | 70 | 54 | 25 | Electricity metering systems | 電気計量システム |  | 75-75-05/110 Electricity metering; | 5.8.1 Electrical mains and sub-mains distribution; 8.7.2 Electricity mains supply (default); | An electricity metering typically comprises of items such as number and location of meters, monitoring period and reporting.
Ss_75_70_54_28 | 75 | 70 | 54 | 28 | Fire systems management and control systems | 消防システム管理および制御システム
Ss_75_70_54_30 | 75 | 70 | 54 | 30 | Fuel metering systems | 燃料計量システム |  | 75-75-05/120 Fuel metering; | 8.7.7 External fuel storage and piped distribution systems (default); 5.9.2 Fuel distribution systems; | A fuel metering typically comprises of items such as fuel, number and location of meters and monitoring period.
Ss_75_70_54_60 | 75 | 70 | 54 | 60 | Passive water monitoring systems | パッシブウォーターモニタリング（雨水監視システム）システム
Ss_75_70_54_75 | 75 | 70 | 54 | 75 | Supervisory control and data acquisition (SCADA) systems | 監視制御およびデータ収集（SCADA）システム
Ss_75_70_54_95 | 75 | 70 | 54 | 95 | Water metering systems | 水道メーターシステム |  | 75-75-05/130 Water metering; | 8.7.1 Water mains supply; 5.4.1 Mains water supply (default); | A water metering typically comprises of items such as number and location of meters, monitoring period and reporting.
Ss_75_70_85 | 75 | 70 | 85 |  | Structural monitoring systems | 構造監視（ヘルスモニタリング）システム |  |  |  | A crack gauge monitoring system typically comprises of items such as pre-installation survey, monitoring instrument and vibrating wire displacement transducer.
Ss_75_70_85_18 | 75 | 70 | 85 | 18 | Crack gauge monitoring systems | クラックゲージ監視システム |  | 75-75-85/145 Crack gauge monitoring system; |  | A crack gauge monitoring system typically comprises of items such as pre-installation survey, monitoring instrument and vibrating wire displacement transducer.
Ss_75_70_85_27 | 75 | 70 | 85 | 27 | Electrolevel monitoring systems | 電気レベル監視システム |  | 75-75-85/130 Electrolevel monitoring system; |  | An electrolevel monitoring system typically comprises of items such as pre-installation survey, monitoring instrument and additional sensors.
Ss_75_70_85_30 | 75 | 70 | 85 | 30 | Fibre-optic monitoring systems | 光ファイバー監視システム
Ss_75_70_85_47 | 75 | 70 | 85 | 47 | Liquid levelling monitoring systems | 液体レベリング監視システム |  | 75-75-85/125 Liquid levelling monitoring system; |  | A liquid levelling monitoring system typically comprises of items such as pre-installation survey, monitoring instrument and additional sensors.
Ss_75_70_85_48 | 75 | 70 | 85 | 48 | Load cell monitoring systems | ロードセル監視システム |  | 75-75-85/120 Load cell monitoring system; |  | A load cell monitoring system typically comprises of items such as pre installation survey, monitoring instrument and additional sensors.
Ss_75_70_85_62 | 75 | 70 | 85 | 62 | Piezometer monitoring systems | ピエゾメーター監視システム |  | 75-75-85/140 Piezometer monitoring system; |  | A piezometer monitoring system typically comprises of items such as pre-installation survey, monitoring instrument and protective housing.
Ss_75_70_85_66 | 75 | 70 | 85 | 66 | Precise levelling monitoring systems | 精密レベリング監視システム |  | 75-75-85/105 Precise levelling monitoring system; |  | A precise levelling monitoring system typically comprises of items such as pre-installation survey, monitoring instrument and measuring staff.
Ss_75_70_85_67 | 75 | 70 | 85 | 67 | Prism monitoring systems | プリズム監視システム |  | 75-75-85/101 Prism monitoring system; |  | A prism monitoring system typically comprises of items such as pre installation survey, monitoring instrument and recording equipment.
Ss_75_70_85_84 | 75 | 70 | 85 | 84 | Strain gauge monitoring systems | ひずみゲージ監視システム |  | 75-75-85/115 Strain gauge monitoring system; |  | A strain gauge monitoring system typically comprises of items such as pre installation survey, monitoring instrument and additional sensors.
Ss_75_70_85_86 | 75 | 70 | 85 | 86 | Subsurface monitoring array systems | 地下監視アレイシステム |  | 75-75-85/150 Sub-surface monitoring arrays system; |  | A sub-surface monitoring arrays system typically comprises of items such as pre-installation survey, monitoring instrument and system housing.
Ss_75_70_85_87 | 75 | 70 | 85 | 87 | Tape extensometer monitoring systems | テープ伸び計監視システム |  | 75-75-85/110 Tape extensometer monitoring system; |  | A tape extensometer monitoring system typically comprises of items such as pre-installation survey, tape extensometer and fixings.
Ss_75_70_85_90 | 75 | 70 | 85 | 90 | Tilt sensor monitoring systems | 傾斜センサー監視システム |  | 75-75-85/135 Tilt sensors monitoring system; |  | A tilt sensors monitoring system typically comprises of items such as pre-installation survey, monitoring instrument and additional sensors.
Ss_75_70_85_92 | 75 | 70 | 85 | 92 | Total station monitoring systems | トータルステーション監視システム
Ss_75_70_90 | 75 | 70 | 90 |  | Transport management systems | 輸送管理システム |  |  |  | A traffic enforcement camera system typically comprises of items such as purpose, format and camera.
Ss_75_70_90_05 | 75 | 70 | 90 | 05 | Automatic number plate recognition systems | 自動ナンバープレート認識システム
Ss_75_70_90_90 | 75 | 70 | 90 | 90 | Traffic enforcement camera systems | 速度違反自動取締装置システム |  | 75-75-87/101 Traffic enforcement camera system; |  | A traffic enforcement camera system typically comprises of items such as purpose, format and camera.
Ss_75_70_90_91 | 75 | 70 | 90 | 91 | Traffic management control systems | 交通管制システム |  | 75-25-35/110 Motorway traffic signal and control system; |  | A motorway traffic signal and control system typically comprises of items such as system performance, signals and control type.
Ss_75_70_90_92 | 75 | 70 | 90 | 92 | Traveller information systems | 旅行者情報システム
Ss_75_70_90_94 | 75 | 70 | 90 | 94 | Vehicle tag reading systems | 車両タグ読み取りシステム
Ss_75_70_96 | 75 | 70 | 96 |  | Water supply and wastewater control systems | 下水道管理システム |  |  |  | A de-sludging control system typically comprises of items such as objectives, start and stop control and pumps control strategies.
Ss_75_70_96_21 | 75 | 70 | 96 | 21 | Desludging control systems | スラッジ除去システム |  | 75-75-90/105 De-sludging control system; |  | A de-sludging control system typically comprises of items such as objectives, start and stop control and pumps control strategies.
Ss_75_70_96_30 | 75 | 70 | 96 | 30 | Flow measurement and control systems | 流量測定および制御システム |  | 75-75-90/101 Flow measurement and control system; |  | A flow measurement and control system typically comprises of items such as system performance, flow measurement equipment and flow control equipment.
Ss_75_70_96_96 | 75 | 70 | 96 | 96 | Wastewater supply control systems | 廃水供給制御システム |  | 75-75-90/108 Wastewater supply control system; |  | A wastewater supply control system typically comprises of items such as objectives, treatment control strategies and start and stop control.
Ss_75_70_96_98 | 75 | 70 | 96 | 98 | Water supply quality control systems | 給水品質管理システム
Ss_75_70_97 | 75 | 70 | 97 |  | Waterway control systems | 水路制御（管理）システム
Ss_75_90 | 75 | 90 |  |  | Ticket management systems | チケット管理システム
Ss_75_90_80 | 75 | 90 | 80 |  | Ticketing systems | 発券システム
Ss_75_90_80_88 | 75 | 90 | 80 | 88 | Ticket-dispensing systems | チケット発券システム
Ss_75_90_93 | 75 | 90 | 93 |  | Ticket validation systems | チケット確認システム
Ss_75_90_93_11 | 75 | 90 | 93 | 11 | Card reading systems | カード読み取りシステム
Ss_75_90_93_60 | 75 | 90 | 93 | 60 | Passenger check-in systems | 乗客チェックインシステム
Ss_75_90_93_88 | 75 | 90 | 93 | 88 | Ticket reading systems | チケット読み取りシステム
Ss_75_95 | 75 | 95 |  |  | Temporary communications, security, safety, control and protection systems | 仮設通信、セキュリティ、安全、制御、保護システム
Ss_80 | 80 |  |  |  | Transport systems | 輸送システム
Ss_80_10 | 80 | 10 |  |  | Cable transport systems | ケーブル輸送（索道）システム
Ss_80_10_05 | 80 | 10 | 05 |  | Aerial tram systems | 空中路面電車システム
Ss_80_10_10 | 80 | 10 | 10 |  | Cable car systems | ケーブルカーシステム
Ss_80_10_15 | 80 | 10 | 15 |  | Chairlift systems | チェアリフトシステム
Ss_80_10_30 | 80 | 10 | 30 |  | Funicular systems | ケーブルカーシステム
Ss_80_10_35 | 80 | 10 | 35 |  | Gondola systems | ゴンドラシステム
Ss_80_10_70 | 80 | 10 | 70 |  | Ropeway tow systems | ロープウェイ牽引システム
Ss_80_10_85 | 80 | 10 | 85 |  | Surface lift systems | 表面（滑走式）リフトシステム
Ss_80_20 | 80 | 20 |  |  | Conveying systems | 搬送システム
Ss_80_20_05 | 80 | 20 | 05 |  | Automatic guided vehicle systems | 無人搬送車システム
Ss_80_20_06 | 80 | 20 | 06 |  | Baggage handling systems | 手荷物処理システム
Ss_80_20_06_04 | 80 | 20 | 06 | 04 | Airport baggage handling systems | 空港手荷物処理システム |  | 80-65-10/101 Baggage handling system;
Ss_80_20_10 | 80 | 20 | 10 |  | Bulk material conveying systems | バルク材搬送システム
Ss_80_20_11 | 80 | 20 | 11 |  | Cargo handling systems | 荷役システム
Ss_80_20_23 | 80 | 20 | 23 |  | Document conveying systems | 文書搬送システム |  |  |  | A pneumatic document conveying system typically comprises of items such as system location, system and zones.
Ss_80_20_23_65 | 80 | 20 | 23 | 65 | Pneumatic document conveying systems | 空気圧ドキュメント搬送（気送管式文書搬送システム）システム |  | 80-65-75/110 Pneumatic document conveying system; | 5.10.9 Document handling systems (default); | A pneumatic document conveying system typically comprises of items such as system location, system and zones.
Ss_80_20_60 | 80 | 20 | 60 |  | Parcel sorting systems | 小包仕分けシステム
Ss_80_20_62 | 80 | 20 | 62 |  | People conveying systems | エスカレーター、動歩道システム |  |  |  | An escalator system typically comprises of items such as escalator, direction of travel and escalator drive arrangement.
Ss_80_20_62_28 | 80 | 20 | 62 | 28 | Escalator systems | エスカレーターシステム |  | 80-40-25/110 Escalator system; | 5.10.2 Escalators (default); | An escalator system typically comprises of items such as escalator, direction of travel and escalator drive arrangement.
Ss_80_20_62_53 | 80 | 20 | 62 | 53 | Moving walkway systems | 動く歩道システム |  | 80-40-25/120 Moving walk system; | 5.10.3 Moving pavements (default); | A moving walk system typically comprises of items such as moving walk, direction of travel and moving walk drive arrangement.
Ss_80_20_63 | 80 | 20 | 63 |  | Piece conveying systems | ピース搬送（コンベア）システム
Ss_80_20_63_59 | 80 | 20 | 63 | 59 | Overhead piece conveying systems | オーバーヘッドピースコンベアシステム
Ss_80_20_65 | 80 | 20 | 65 |  | Pneumatic conveying systems | 空気輸送（気送管式搬送）システム
Ss_80_30 | 80 | 30 |  |  | Crane and hoist systems | クレーンおよびホイストシステム
Ss_80_30_15 | 80 | 30 | 15 |  | Crane systems | クレーンシステム |  |  |  | An overhead crane system typically comprises of items such as crane equipment, tracks and access.
Ss_80_30_15_10 | 80 | 30 | 15 | 10 | Bulk handling crane systems | バルクハンドリングクレーンシステム
Ss_80_30_15_15 | 80 | 30 | 15 | 15 | Container handling crane systems | コンテナハンドリングクレーンシステム
Ss_80_30_15_59 | 80 | 30 | 15 | 59 | Overhead crane systems | 天井クレーンシステム |  | 80-50-40/101 Overhead crane system; |  | An overhead crane system typically comprises of items such as crane equipment, tracks and access.
Ss_80_30_20 | 80 | 30 | 20 |  | Derrick systems | デリックシステム
Ss_80_30_25 | 80 | 30 | 25 |  | Dynamic permanent access and safety equipment systems | 動的永久アクセスおよび安全装置システム |  |  |  | A suspended access system - fixed rig typically comprises of items such as pre-installation survey, hoisting equipment and working platform.
Ss_80_30_25_30 | 80 | 30 | 25 | 30 | Fixed rig suspended access systems | 固定リグ吊りアクセスシステム |  | 80-50-25/135 Suspended access system - fixed rig; | 2.5.6 Facade access/cleaning systems (default); 2.3.6 Roof features; | A suspended access system - fixed rig typically comprises of items such as pre-installation survey, hoisting equipment and working platform.
Ss_80_30_25_32 | 80 | 30 | 25 | 32 | Gantry access systems | ガントリーアクセスシステム |  | 80-50-25/120 Gantry access system; | 2.5.6 Facade access/cleaning systems; 2.3.6 Roof features (default); | A gantry access system typically comprises of items such as pre-installation survey, rail tracks and gantry.
Ss_80_30_25_35 | 80 | 30 | 25 | 35 | Guided type fall arrest systems | ガイド付きタイプの落下防止システム |  | 80-50-25/110 Fall arrest system - guided anchor line; | 2.5.6 Facade access/cleaning systems; 2.3.6 Roof features (default); | A fall arrest system - guided anchor line typically comprises of items such as pre-installation survey, structural anchors and anchor line.
Ss_80_30_25_50 | 80 | 30 | 25 | 50 | Mobile rig monorail suspended access systems | モバイルリグモノレール吊り下げアクセスシステム |  | 80-50-25/140 Suspended access system - mobile rig on monorail; | 2.5.6 Facade access/cleaning systems (default); 2.3.6 Roof features; | A suspended access system - mobile rig on monorail typically comprises of items such as pre-installation survey, hoisting equipment and monorail.
Ss_80_30_25_52 | 80 | 30 | 25 | 52 | Mobile rig tracked suspended access systems | 移動式リグは中断されたアクセスシステムを追跡しました |  | 80-50-25/145 Suspended access system - mobile rig on tracks; | 2.5.6 Facade access/cleaning systems (default); 2.3.6 Roof features; | A suspended access system - mobile rig on tracks typically comprises of items such as pre-installation survey, hoisting equipment and rail tracks.
Ss_80_30_25_55 | 80 | 30 | 25 | 55 | Mobile rig trackless suspended access systems | モバイルリグ無軌道吊り下げアクセスシステム |  | 80-50-25/150 Suspended access system - trackless mobile rig; | 2.5.6 Facade access/cleaning systems (default); 2.3.6 Roof features; | A suspended access system - trackless mobile rig typically comprises of items such as pre-installation survey, hoisting equipment and runway.
Ss_80_30_25_75 | 80 | 30 | 25 | 75 | Robotic cleaning systems | ロボット洗浄システム |  | 80-50-25/130 Robotic cleaning system; | 2.5.6 Facade access/cleaning systems (default); | A robotic cleaning system typically comprises of items such as pre-installation survey, robotic cleaning units and rail tracks.
Ss_80_30_25_80 | 80 | 30 | 25 | 80 | Single point anchorage fall arrest systems | シングルポイントアンカーフォールアレストシステム |  | 80-50-25/115 Fall arrest system - single point anchorage; | 2.5.6 Facade access/cleaning systems; 2.3.6 Roof features (default); | A fall arrest system - single point anchorage typically comprises of items such as pre-installation survey, single point anchors and ancillary equipment.
Ss_80_30_25_90 | 80 | 30 | 25 | 90 | Travelling ladder access systems | はしごアクセスシステム |  | 80-50-25/155 Travelling ladder access system; | 2.5.6 Facade access/cleaning systems (default); 2.3.6 Roof features; | A travelling ladder access system typically comprises of items such as pre-installation survey, rail tracks and ladder.
Ss_80_30_40 | 80 | 30 | 40 |  | Hoist systems | ホイストシステム
Ss_80_50 | 80 | 50 |  |  | Lift systems | リフトシステム
Ss_80_50_60 | 80 | 50 | 60 |  | Passenger and goods lift systems | 旅客および商品リフト（人荷用昇降）システム |  |  |  | An electric lift system typically comprises of items such as approval, lift function and drive space.
Ss_80_50_60_26 | 80 | 50 | 60 | 26 | Electric lift systems | 電気リフトシステム |  | 80-45-45/110 Electric lift system; | 5.10.1 Lifts and enclosed hoists (default); | An electric lift system typically comprises of items such as approval, lift function and drive space.
Ss_80_50_60_39 | 80 | 50 | 60 | 39 | Hydraulic lift systems | 油圧リフトシステム |  | 80-45-45/120 Hydraulic lift system; | 5.10.1 Lifts and enclosed hoists; | A hydraulic lift system typically comprises of items such as approval, lift function and drive space.
Ss_80_50_60_50 | 80 | 50 | 60 | 50 | Manual dumb waiter systems | 手動ダムウェイターシステム
Ss_80_50_60_60 | 80 | 50 | 60 | 60 | Paternoster systems | パターノスター（エレベーター）システム
Ss_80_50_60_65 | 80 | 50 | 60 | 65 | Powered homelift systems | 電動ホームリフトシステム |  | 80-45-90/160 Powered homelift system; | 5.10.1 Lifts and enclosed hoists (default); | A powered homelift system typically comprises of items such as approval, homelift and controls.
Ss_80_50_60_83 | 80 | 50 | 60 | 83 | Stairlift systems | 階段昇降機システム |  | 80-45-40/140 Inclined stairlift system; | 5.10.4 Powered stairlifts (default); | An inclined stairlift system typically comprises of items such as approval, stairlift format and controls.
Ss_80_50_60_85 | 80 | 50 | 60 | 85 | Step lift systems | ステップリフトシステム |  | 80-45-90/130 Step lift system; | 5.10.4 Powered stairlifts (default); | A step lift system typically comprises of items such as approval, step lift and controls.
Ss_80_50_60_94 | 80 | 50 | 60 | 94 | Vertical lifting platform systems | 段差解消システム |  | 80-45-90/140 Vertical lifting platform system; | 5.10.1 Lifts and enclosed hoists (default); | A vertical lifting platform system typically comprises of items such as approval, vertical lifting platform and controls.
Ss_80_50_92 | 80 | 50 | 92 |  | Vehicle and boat lifting systems | 車両およびボートリフトシステム
Ss_80_50_92_08 | 80 | 50 | 92 | 08 | Boat lifting systems | ボートリフトシステム
Ss_80_50_94 | 80 | 50 | 94 |  | Vehicle and boat stacking systems | 車両とボートのスタッキングシステム
Ss_80_50_94_08 | 80 | 50 | 94 | 08 | Boat-stacking systems | ボート陸上保管システム
Ss_80_50_94_11 | 80 | 50 | 94 | 11 | Car-stacking systems | 立体駐車システム
Ss_80_50_96 | 80 | 50 | 96 |  | Warehouse stacking systems | 倉庫スタッキングシステム
Ss_80_70 | 80 | 70 |  |  | Track systems | 追跡システム
Ss_80_70_46 | 80 | 70 | 46 |  | Level crossing systems | 踏切システム |  |  |  | A pedestrian level crossing system typically comprises of items such as level crossing surface, approach surfacing and main gates.
Ss_80_70_46_60 | 80 | 70 | 46 | 60 | Pedestrian level crossing systems | 歩行者踏切システム |  | 80-05-45/115 Pedestrian level crossing system; |  | A pedestrian level crossing system typically comprises of items such as level crossing surface, approach surfacing and main gates.
Ss_80_70_46_93 | 80 | 70 | 46 | 93 | User worked level crossing systems | ユーザーが作業する踏切システム |  | 80-05-45/105 User worked level crossing system; |  | A user worked level crossing system typically comprises of items such as level crossing surface, approach surfacing and main gates.
Ss_80_70_46_95 | 80 | 70 | 46 | 95 | Vehicular level crossing systems | 車両踏切システム |  | 80-05-45/110 Public vehicular level crossing system; |  | A public vehicular level crossing system typically comprises of items such as level crossing surface, lighting and highway signage.
Ss_80_70_50 | 80 | 70 | 50 |  | Monorail systems | モノレールシステム
Ss_80_70_70 | 80 | 70 | 70 |  | Rail track systems | 線路システム |  |  |  | A ballasted rail track system typically comprises of items such as running rails, running rail accessories and guard rails.
Ss_80_70_70_06 | 80 | 70 | 70 | 06 | Ballasted rail track systems | バラストレール軌道システム |  | 80-05-85/101 Ballasted rail track system; |  | A ballasted rail track system typically comprises of items such as running rails, running rail accessories and guard rails.
Ss_80_70_70_27 | 80 | 70 | 70 | 27 | Embedded rail systems | 組み込みレールシステム |  | 80-05-85/120 Embedded rail system; |  | An embedded rail system typically comprises of items such as running rails, sleepers and fasteners.
Ss_80_70_70_56 | 80 | 70 | 70 | 56 | Non-embedded slab track rail systems | 埋め込まれていないスラブ軌道レールシステム |  | 80-05-85/130 Non-embedded slab track rail system; |  | A non-embedded slab track rail system typically comprises of items such as running rails, running rail accessories and guard rails.
Ss_80_70_70_65 | 80 | 70 | 70 | 65 | Precast track bed systems | プレキャストトラックベッドシステム |  | 80-05-85/110 Precast track bed system; |  | A precast track bed system typically comprises of items such as running rails, running rail accessories and track foundation slab.
Ss_80_70_89 | 80 | 70 | 89 |  | Train arrestor systems | アレスタシステムのトレーニング |  |  |  | A fixed buffer system typically comprises of items such as foundation, accessories cast into concrete and buffers.
Ss_80_70_89_30 | 80 | 70 | 89 | 30 | Fixed train arrestor systems | 固定式列車避雷器システム |  | 80-05-75/110 Fixed buffer system; |  | A fixed buffer system typically comprises of items such as foundation, accessories cast into concrete and buffers.
Ss_80_70_89_50 | 80 | 70 | 89 | 50 | Moveable train arrestor systems | 可動式列車停止装置 |  | 80-05-75/120 Friction buffer system; |  | A friction buffer system typically comprises of items such as buffers, fixings and track reinforcement.
Ss_80_80 | 80 | 80 |  |  | Turntable systems | ターンテーブルシステム
Ss_80_80_20 | 80 | 80 | 20 |  | Display turntable systems | ディスプレイターンテーブルシステム
Ss_80_80_30 | 80 | 80 | 30 |  | Floor turntable systems | フロアターンテーブルシステム
Ss_80_80_40 | 80 | 80 | 40 |  | Industrial turntable systems | 産業用ターンテーブルシステム
Ss_80_80_70 | 80 | 80 | 70 |  | Railway turntable systems | 鉄道ターンテーブルシステム
Ss_80_80_85 | 80 | 80 | 85 |  | Stage turntable systems | ステージターンテーブルシステム
Ss_80_90 | 80 | 90 |  |  | Vehicle access systems | 車両アクセスシステム
Ss_80_90_05 | 80 | 90 | 05 |  | Aircraft passenger loading bridge systems | 航空機旅客用ローディングブリッジシステム |  |  |  | A passenger loading bridge system typically comprises of items such as passenger loading bridge.
Ss_80_90_05_60 | 80 | 90 | 05 | 60 | Passenger loading bridge systems | 乗客用ローディングブリッジシステム |  | 80-35-05/105 Passenger loading bridge system; |  | A passenger loading bridge system typically comprises of items such as passenger loading bridge.
Ss_80_90_70 | 80 | 90 | 70 |  | Rocket passenger access systems | ロケット旅客アクセスシステム
Ss_80_90_75 | 80 | 90 | 75 |  | Ship passenger loading bridge systems | 船の乗客積載用橋システム
Ss_80_95 | 80 | 95 |  |  | Temporary transport systems | 仮設輸送システム
Ss_85 | 85 |  |  |  | Process engineering systems | プロセスエンジニアリングシステム
Ss_85_72 | 85 | 72 |  |  | Robotic systems | ロボットシステム
Ss_85_95 | 85 | 95 |  |  | Temporary process engineering systems | 一時的なプロセスエンジニアリングシステム
Ss_90 | 90 |  |  |  | Soft facility management systems | ソフト施設管理システム
Ss_90_05 | 90 | 05 |  |  | Demand for space | スペースに対する要求
Ss_90_06 | 90 | 06 |  |  | Demand for technical infrastructure | インフラ基盤に対する要求
Ss_90_07 | 90 | 07 |  |  | Demand for cleaning | 清掃に対する要求
Ss_90_08 | 90 | 08 |  |  | Demand related to outdoor space | 屋外スペースに対する要求
Ss_90_09 | 90 | 09 |  |  | Workplace | 職場
Ss_90_10 | 90 | 10 |  |  | Specific demand related to space and infrastructure | スペースとインフラに関連する特定要求事項
Ss_90_11 | 90 | 11 |  |  | Demand for health, safety and security | 健康、安全、セキュリティに対する要求
Ss_90_12 | 90 | 12 |  |  | Hospitality demands | ホスピタリティに対する要求
Ss_90_13 | 90 | 13 |  |  | Demand for information and communication | 情報通信に対する要求
Ss_90_14 | 90 | 14 |  |  | Demand for logistics | 物流に対する要求
Ss_90_15 | 90 | 15 |  |  | Demand for integrated management, consultancy and administration | 統括管理者、コンサルタントおよび運営者への特定要求
Ss_90_20 | 90 | 20 |  |  | Specific demand of administrative, commercial and protective services | 行政、商業および保護サービスの特定要求事項
Ss_90_25 | 90 | 25 |  |  | Specific demand of cultural, educational, scientific and information organizations | 文化的、教育的、科学的および情報組織の特定要求事項
Ss_90_30 | 90 | 30 |  |  | Specific demand of industrial organizations | 産業組織の特定要求事項
Ss_90_35 | 90 | 35 |  |  | Specific demand of medical, health, welfare and sanitary organizations | 医療、健康、福祉および衛生組織の特定要求事項
Ss_90_40 | 90 | 40 |  |  | Specific demand of recreational organizations | レクリエーション組織の特定要求事項
Ss_90_45 | 90 | 45 |  |  | Specific demand of residential organizations | 住宅組織の特定要求事項
Ss_90_50 | 90 | 50 |  |  | Specific demand of disposal organizations | 処分機関の特定要求事項
Ss_90_55 | 90 | 55 |  |  | Specific demand of piped supply organizations | パイプ供給組織の特定要求
Ss_90_60 | 90 | 60 |  |  | Specific demand of heating, cooling and refrigeration organizations | 暖房、冷房および冷蔵組織の特定要求事項
Ss_90_65 | 90 | 65 |  |  | Specific demand of ventilation and air conditioning organizations | 換気および空調組織の特定要求事項
Ss_90_70 | 90 | 70 |  |  | Specific demand of electrical organizations | 電気組織の特定要求事項
Ss_90_75 | 90 | 75 |  |  | Specific demand of communications, security, safety and protection organizations | 通信、セキュリティ、安全および保護組織の特定要求事項
Ss_90_80 | 90 | 80 |  |  | Specific demand of rail organizations | 鉄道組織の特定要求事項
Ss_90_81 | 90 | 81 |  |  | Specific demand of road organizations | 道路組織の特定要求事項
Ss_90_82 | 90 | 82 |  |  | Specific demand of marine and waterway organizations | 海洋および水路組織の特定要求事項
Ss_90_83 | 90 | 83 |  |  | Specific demand of cable transport organizations | ケーブル輸送機関の特定要求事項
Ss_90_84 | 90 | 84 |  |  | Specific demand of aerospace organizations | 航空宇宙組織の特定要求事項

## Pr
Pr Products - 21 October 2020 - v1.20
Code | Group | Sub group | Section | Object | Title | 日本語意訳(2020.11-BSIJ) | 出典(2020.10-BSIJ) | NBS Code | NRM | 定義Ss, Prのみ
Pr_15 | 15 |  |  |  | Preparatory products | 準備品
Pr_15_31 | 15 | 31 |  |  | Formless preparatory products | 形のない準備品
Pr_15_31_04 | 15 | 31 | 04 |  | Applied cleaning and treatment products | 応用洗浄および処理製品 |  |  |  | Biocidal cleaning solution are described by characteristics such as performance classification (target group), active ingredient(s) and carrier. An example use may be within a liquid applied cold roof covering system.
Pr_15_31_04_02 | 15 | 31 | 04 | 02 | Acid neutralization products | 酸中和製品
Pr_15_31_04_06 | 15 | 31 | 04 | 06 | Biocidal cleaning solutions | 殺生物洗浄液 |  | 45-40-05/311 Biocidal cleaning solution; |  | Biocidal cleaning solution are described by characteristics such as performance classification (target group), active ingredient(s) and carrier. An example use may be within a liquid applied cold roof covering system.
Pr_15_31_04_10 | 15 | 31 | 04 | 10 | Chemical absorbent products | 化学吸収剤
Pr_15_31_04_11 | 15 | 31 | 04 | 11 | Chemical cleaning gels and liquids | 化学洗浄ジェルと液体 |  | 45-55-08/318 Chemical cleaning gels and liquids; |  | Chemical cleaning gels and liquids are described by characteristics such as category and form. An example use may be within a masonry cleaning system.
Pr_15_31_04_12 | 15 | 31 | 04 | 12 | Chemical poultices | 化学湿布 |  | 45-35-88/460 Chemical poultices; |  | Chemical poultices are described by characteristics such as supplied by, poultice material and softening agent. An example use may be within a masonry cleaning system.
Pr_15_31_04_13 | 15 | 31 | 04 | 13 | Cleaners | クリーナー |  | 45-35-62/325 Cleaner; |  | Cleaner are described by characteristics such as category. An example use may be within a multi-colour coating system.
Pr_15_31_04_14 | 15 | 31 | 04 | 14 | Cleaning agents | 洗浄剤 |  | 45-55-08/320 Cleaning agents; |  | Cleaning agents are described by characteristics such as supplied by, category and form. An example use may be within a masonry cleaning system.
Pr_15_31_04_15 | 15 | 31 | 04 | 15 | Concrete surface retarders | コンクリート表面遅延材 |  | 45-35-88/475 Concrete surface retarders; |  | Concrete surface retarders are described by characteristics such as retarder. An example use may be within an in situ reinforced concrete wall structure system.
Pr_15_31_04_16 | 15 | 31 | 04 | 16 | Concrete treatment surface and injection chemicals | コンクリート処理表面と注入化学薬品 |  | 45-35-88/450 Concrete treatment surface or injection chemicals; |  | Concrete treatment surface or injection systems are described by characteristics such as supplied by and inhibitor type. An example use may be within a rolled carpet system.
Pr_15_31_04_20 | 15 | 31 | 04 | 20 | Curing compounds | 硬化剤 |  | 45-35-88/465 Curing compounds; |  | Curing compounds are described by characteristics such as curing compound and colouring agent. An example use may be within an in situ reinforced concrete wall structure system.
Pr_15_31_04_23 | 15 | 31 | 04 | 23 | De-icing chemicals | 除氷剤
Pr_15_31_04_34 | 15 | 31 | 04 | 34 | Graffiti-removing chemicals | 落書き除去薬品 |  | 45-55-08/330 Graffiti removing chemicals; |  | Graffiti removing chemicals are described by characteristics such as material and grade. An example use may be within a mat and sheet paving maintenance system.
Pr_15_31_04_35 | 15 | 31 | 04 | 35 | Grit | 砂
Pr_15_31_04_53 | 15 | 31 | 04 | 53 | Mould removers | カビ取り剤 |  | 45-40-05/317 Mould removers; |  | Mould removers are described by characteristics such as additional action.
Pr_15_31_04_58 | 15 | 31 | 04 | 58 | Oil-absorbent products | 吸油性製品
Pr_15_31_04_60 | 15 | 31 | 04 | 60 | Paint strippers | ペイントストリッパー
Pr_15_31_04_64 | 15 | 31 | 04 | 64 | Plain poultices | プレーン湿布 |  | 45-35-88/455 Plain poultices; |  | Plain poultices are described by characteristics such as supplied by, poultice material and softening agent. An example use may be within a masonry cleaning system.
Pr_15_31_04_72 | 15 | 31 | 04 | 72 | Rock salt | 岩塩
Pr_15_31_04_77 | 15 | 31 | 04 | 77 | Shampoos | シャンプー
Pr_15_31_04_80 | 15 | 31 | 04 | 80 | Snow clearing chemicals | 除雪剤 |  | 45-55-08/340 Snow clearing chemicals; |  | Snow clearing chemicals are described by characteristics such as material and grade. An example use may be within a mat and sheet paving maintenance system.
Pr_15_31_04_81 | 15 | 31 | 04 | 81 | Solvents | 溶剤
Pr_15_31_04_84 | 15 | 31 | 04 | 84 | Spot-removing chemicals | スポット除去剤
Pr_15_31_04_85 | 15 | 31 | 04 | 85 | Sugar soap | 砂糖石けん |  | 45-35-62/375 Sugar soap; |  | Sugar soap are described by characteristics such as application. An example use may be within a multi-colour coating system.
Pr_15_31_04_86 | 15 | 31 | 04 | 86 | Surface cleaners | 表面クリーナー
Pr_15_31_12 | 15 | 31 | 12 |  | Chemical soils stabilizers | 化学汚れ安定剤
Pr_15_31_12_42 | 15 | 31 | 12 | 42 | Injectable resinous soil stabilizers | 注入可能な樹脂土壌安定剤
Pr_15_31_26 | 15 | 31 | 26 |  | Excavated earth and fill materials | 発掘された土と充填材 |  |  |  | Highways agency unbound mixture type 4 are described by characteristics such as supplied by, constituents and amendments to requirements in highways agency ‘specification for highway works’. An example use may be within a permeable small unit paving system.
Pr_15_31_26_02 | 15 | 31 | 26 | 02 | Asphalt arisings granular unbound mixtures | アスファルトが粒状の非結合混合物を生じる |  | 45-55-28/390 Type 4 unbound mixture; |  | Highways agency unbound mixture type 4 are described by characteristics such as supplied by, constituents and amendments to requirements in highways agency ‘specification for highway works’. An example use may be within a permeable small unit paving system.
Pr_15_31_26_07 | 15 | 31 | 26 | 07 | Bentonite | ベントナイト
Pr_15_31_26_13 | 15 | 31 | 26 | 13 | Chalk | チョーク |  | 45-35-88/375 Chalk;
Pr_15_31_26_14 | 15 | 31 | 26 | 14 | Clay | 粘土 |  | 45-55-28/320 Clay; |  | Clay are described by characteristics such as supplied by, clay type and form. An example use may be within a masonry internal leaf system.
Pr_15_31_26_15 | 15 | 31 | 26 | 15 | Coarse no fines rubble fill materials | 粗い細かいがれきのない充填材
Pr_15_31_26_17 | 15 | 31 | 26 | 17 | Cohesive material | 粘着材料
Pr_15_31_26_18 | 15 | 31 | 26 | 18 | Close-graded granular unbound mixtures | 細粒度の非結合混合物 |  | 45-55-28/420 Highways Agency unbound mixture Category B; |  | Highways agency unbound mixture category b are described by characteristics such as supplied by, constituents and amendments to requirements in highways agency ‘specification for highway works’.
Pr_15_31_26_26 | 15 | 31 | 26 | 26 | Earth | 土壌 |  | 45-55-28/330 Earth; |  | Earth are described by characteristics such as supplied by, earth type and grading (by mass). An example use may be within an informal pond system.
Pr_15_31_26_31 | 15 | 31 | 26 | 31 | Glass bottles | ガラスびん |  | 45-55-28/345 Glass bottles; |  | Glass bottles are described by characteristics such as supplied by, colour and recycled content. An example use may be within a caged fill retaining wall system.
Pr_15_31_26_33 | 15 | 31 | 26 | 33 | Graded granular fill materials | 段階的粒状充填材
Pr_15_31_26_34 | 15 | 31 | 26 | 34 | Graded natural granular fill materials | 傾斜した自然な粒状の充填材
Pr_15_31_26_35 | 15 | 31 | 26 | 35 | Graded recycled granular fill materials | 傾斜リサイクル粒状充填材
Pr_15_31_26_36 | 15 | 31 | 26 | 36 | Hardcore | ハードコア |  | 45-55-28/350 Hardcore; |  | Hardcore are described by characteristics such as supplied by and fill. An example use may be within an in situ reinforced concrete raft foundation system.
Pr_15_31_26_39 | 15 | 31 | 26 | 39 | Higher fines content well graded granular mixtures | より高い微粉含有率の良い等級の粒状混合物 |  | 45-55-28/370 Highways Agency unbound mixture Type 2; |  | Highways agency unbound mixture type 2 are described by characteristics such as supplied by, constituents and amendments to requirements in highways agency ‘specification for highway works’. An example use may be within a hard binding gravel paving system.
Pr_15_31_26_42 | 15 | 31 | 26 | 42 | Hoggin | 砂利 |  | 45-55-28/400 Hoggin; |  | Hoggin are described by characteristics such as supplied by, quality and grading. An example use may be within a hoggin paving system.
Pr_15_31_26_46 | 15 | 31 | 26 | 46 | Landscape area fill materials | ランドスケープエリアフィルマテリアル |  | 45-55-28/340 Fill materials for landscape areas; |  | Fill materials for landscape areas are described by characteristics such as supplied by and fill for landscape areas. An example use may be within a tyre bale retaining wall system.
Pr_15_31_26_50 | 15 | 31 | 26 | 50 | Made ground | 埋立地
Pr_15_31_26_58 | 15 | 31 | 26 | 58 | Open-graded granular unbound mixtures | オープングレードの粒状非結合混合物 |  | 45-55-28/380 Type 3 unbound mixture; |  | Highways agency unbound mixture type 3 are described by characteristics such as supplied by, constituents and amendments to requirements in highways agency ‘specification for highway works’. An example use may be within a hard binding gravel paving system.
Pr_15_31_26_71 | 15 | 31 | 26 | 71 | River deposits | 河川堆積物
Pr_15_31_26_75 | 15 | 31 | 26 | 75 | Sand | 砂
Pr_15_31_26_90 | 15 | 31 | 26 | 90 | Topsoil | 表土
Pr_15_31_26_96 | 15 | 31 | 26 | 96 | Well graded granular unbound mixtures | 等級の細かい非結合混合物 |  | 45-55-28/360 Type 1 unbound mixture; |  | Highways agency unbound mixture type 1 are described by characteristics such as supplied by, constituents and amendments to requirements in highways agency ‘specification for highway works’. An example use may be within a hard binding gravel paving system.
Pr_15_57 | 15 | 57 |  |  | Non-rigid sheet, mat and strip preparatory products | 非剛体のシート、マット、ストリップの準備製品
Pr_15_57_04 | 15 | 57 | 04 |  | Applied cleaning and repair products | 適用された洗浄および修理製品
Pr_15_57_04_34 | 15 | 57 | 04 | 34 | Graffiti-removing wipes | 落書き除去ワイプ
Pr_15_57_25 | 15 | 57 | 25 |  | Geocells | ジオセル |  |  |  | Plastics geocell boards are described by characteristics such as third party product certification, material and dimensions.
Pr_15_57_25_03 | 15 | 57 | 25 | 03 | Acrylonitrile butadiene styrene (ABS) geocell boards | アクリロニトリルブタジエンスチレン（ABS）ジオセルボード |  | 45-65-35/309 Plastics geocell boards; |  | Plastics geocell boards are described by characteristics such as third party product certification, material and dimensions.
Pr_15_57_25_04 | 15 | 57 | 25 | 04 | Acrylonitrile butadiene styrene (ABS) geocell sheets | アクリロニトリルブタジエンスチレン（ABS）ジオセルシート |  | 45-65-35/307 Plastics geocell sheets; |  | Plastics geocell sheets are described by characteristics such as material, cell dimensions (expanded) and properties. An example use may be within an earthworks filling system.
Pr_15_57_25_32 | 15 | 57 | 25 | 32 | Geocell boards | Geocellボード
Pr_15_57_25_33 | 15 | 57 | 25 | 33 | Geocell sheets | ジオセルシート
Pr_15_57_25_35 | 15 | 57 | 25 | 35 | Heavy-duty polystyrene geocell boards | 頑丈なポリスチレンジオセルボード |  | 45-65-35/309 Plastics geocell boards; |  | Plastics geocell boards are described by characteristics such as third party product certification, material and dimensions.
Pr_15_57_25_36 | 15 | 57 | 25 | 36 | Heavy-duty polystyrene geocell sheets | 頑丈なポリスチレンジオセルシート |  | 45-65-35/307 Plastics geocell sheets; |  | Plastics geocell sheets are described by characteristics such as material, cell dimensions (expanded) and properties. An example use may be within an earthworks filling system.
Pr_15_57_25_39 | 15 | 57 | 25 | 39 | High-density polyethylene (PE-HD) geocell boards | 高密度ポリエチレン（PE-HD）ジオセルボード |  | 45-65-35/309 Plastics geocell boards; |  | Plastics geocell boards are described by characteristics such as third party product certification, material and dimensions.
Pr_15_57_25_40 | 15 | 57 | 25 | 40 | High-density polyethylene (PE-HD) geocell sheets | 高密度ポリエチレン（PE-HD）ジオセルシート |  | 45-65-35/307 Plastics geocell sheets; |  | Plastics geocell sheets are described by characteristics such as material, cell dimensions (expanded) and properties. An example use may be within an earthworks filling system.
Pr_15_57_25_57 | 15 | 57 | 25 | 57 | Needle-punched polyester linen | 針打ちポリエステルリネン
Pr_15_57_25_70 | 15 | 57 | 25 | 70 | Polyester strips | ポリエステルストリップ
Pr_15_57_25_74 | 15 | 57 | 25 | 74 | Polypropylene geocell boards | ポリプロピレンジオセルボード
Pr_15_57_25_75 | 15 | 57 | 25 | 75 | Polypropylene geocell sheets | ポリプロピレンジオセルシート
Pr_15_57_27 | 15 | 57 | 27 |  | Geocomposites | ジオコンポジット |  |  |  | Geosynthetic clay liners (gcls) are described by characteristics such as third party product certification, weight and integral accessories. An example use may be within an informal pond system.
Pr_15_57_27_33 | 15 | 57 | 27 | 33 | Geocomposite sheets | ジオコンポジットシート
Pr_15_57_27_36 | 15 | 57 | 27 | 36 | Geocomposite studded sheets | ジオコンポジットスタッドシート
Pr_15_57_27_38 | 15 | 57 | 27 | 38 | Geomembrane geogrid composite sheets | ジオメンブレンジオグリッド複合シート
Pr_15_57_27_39 | 15 | 57 | 27 | 39 | Geosynthetic clay liners (GCLs) | ジオシンセティック粘土ライナー（GCL） |  | 45-65-35/345 Geosynthetic clay liners (GCLs); |  | Geosynthetic clay liners (gcls) are described by characteristics such as third party product certification, weight and integral accessories. An example use may be within an informal pond system.
Pr_15_57_27_43 | 15 | 57 | 27 | 43 | Geotextile geogrid composite sheets | ジオテキスタイルジオグリッド複合シート
Pr_15_57_27_45 | 15 | 57 | 27 | 45 | Geotextile geomembrane composite sheets | ジオテキスタイルジオメンブレン複合シート
Pr_15_57_27_47 | 15 | 57 | 27 | 47 | Geotextile geonet composite sheets | ジオテキスタイルジオネット複合シー??ト
Pr_15_57_27_49 | 15 | 57 | 27 | 49 | Geotextile plastics composite sheets | ジオテキスタイルプラスチック複合シート
Pr_15_57_27_60 | 15 | 57 | 27 | 60 | Plastics geocomposite sheets | プラスチックジオコンポジットシート
Pr_15_57_30 | 15 | 57 | 30 |  | Geomembranes | ジオメンブレン
Pr_15_57_33 | 15 | 57 | 33 |  | Geosynthetics | ジオシンセティックス |  |  |  | Geomats are described by characteristics such as material, pre-fill material and reinforcement. An example use may be within a soil nailing system.
Pr_15_57_33_36 | 15 | 57 | 33 | 36 | Geogrids | ジオグリッド
Pr_15_57_33_37 | 15 | 57 | 33 | 37 | Geomats | ジオマット |  | 45-65-35/335 Geomats; |  | Geomats are described by characteristics such as material, pre-fill material and reinforcement. An example use may be within a soil nailing system.
Pr_15_57_33_38 | 15 | 57 | 33 | 38 | Geonets | ジオネット |  | 45-65-35/340 Geonets; |  | Geonets are described by characteristics such as material and recycled content. An example use may be within an earthworks filling system.
Pr_15_57_33_41 | 15 | 57 | 33 | 41 | High-density polyethylene (PE-HD) geogrids | 高密度ポリエチレン（PE-HD）ジオグリッド
Pr_15_57_33_42 | 15 | 57 | 33 | 42 | High-density polyethylene (PE-HD) geonets | 高密度ポリエチレン（PE-HD）ジオネット
Pr_15_57_33_64 | 15 | 57 | 33 | 64 | Plastics geogrids | プラスチックジオグリッド |  | 45-65-35/352 Plastics geogrids; |  | Plastics geogrids are described by characteristics such as material, directional strength and tensile strength. An example use may be within a caged fill retaining wall system.
Pr_15_57_33_75 | 15 | 57 | 33 | 75 | Polyester geogrids | ポリエステルジオグリッド
Pr_15_57_33_77 | 15 | 57 | 33 | 77 | Polyethylene geomats | ポリエチレンジオマット
Pr_15_57_33_79 | 15 | 57 | 33 | 79 | Polymeric rib geonets | ポリマーリブジオネット
Pr_15_57_33_80 | 15 | 57 | 33 | 80 | Polyolefin geomats | ポリオレフィンジオマット
Pr_15_57_33_85 | 15 | 57 | 33 | 85 | Spun-bonded polypropylene (PP) membranes | スパンボンドポリプロピレン（PP）メンブレン
Pr_15_57_33_97 | 15 | 57 | 33 | 97 | Woven polypropylene (PP) membranes | 不織布ポリプロピレン（PP）メンブレン
Pr_15_57_35 | 15 | 57 | 35 |  | Geotextiles | ジオテキスタイル
Pr_15_57_35_56 | 15 | 57 | 35 | 56 | Natural material geotextiles | 天然素材ジオテキスタイル
Pr_15_57_35_57 | 15 | 57 | 35 | 57 | Needle-punched non-woven geotextiles | ニードルパンチ不織布ジオテキスタイル
Pr_15_57_35_61 | 15 | 57 | 35 | 61 | Plastics geotextiles | プラスチックジオテキスタイル
Pr_15_57_35_88 | 15 | 57 | 35 | 88 | Thermally bonded non-woven geotextiles | 熱接着された不織布ジオテキスタイル
Pr_15_71 | 15 | 71 |  |  | Rigid board, panel and sheet preparatory products | リジッドボード、パネル、シート準備製品
Pr_15_71_90 | 15 | 71 | 90 |  | Trench boards and sheets | トレンチボードとシート
Pr_15_71_90_90 | 15 | 71 | 90 | 90 | Trench boards | トレンチボード
Pr_15_71_90_91 | 15 | 71 | 90 | 91 | Trench sheets | トレンチシート
Pr_15_93 | 15 | 93 |  |  | Unit preparatory products | ユニット準備品
Pr_15_93_30 | 15 | 93 | 30 |  | Fill blocks | ブロックを埋める |  |  |  | Expanded polystyrene blocks are described by characteristics such as grade, dimensions and tolerances.
Pr_15_93_30_28 | 15 | 93 | 30 | 28 | Expanded polystyrene (EPS) fill blocks | 発泡スチロール（EPS）フィルブロック |  | 45-55-28/335 Expanded polystyrene blocks; |  | Expanded polystyrene blocks are described by characteristics such as grade, dimensions and tolerances.
Pr_20 | 20 |  |  |  | Structure and general products | 構造と一般製品
Pr_20_29 | 20 | 29 |  |  | Fastener products | ファスナー製品
Pr_20_29_03 | 20 | 29 | 03 |  | Anchors and components | アンカーとコンポーネント |  |  |  | Carbon steel anchor plates are described by characteristics such as grades and qualities to bs en 10025-2, requirements and anchors. An example use may be within a precast concrete wall system.
Pr_20_29_03_04 | 20 | 29 | 03 | 04 | Anchor blocks | アンカーブロック
Pr_20_29_03_05 | 20 | 29 | 03 | 05 | Anchor rails | アンカーレール
Pr_20_29_03_10 | 20 | 29 | 03 | 10 | Carbon steel anchor plates | 炭素鋼アンカープレート |  | 45-60-50/450 Carbon steel anchor plates; |  | Carbon steel anchor plates are described by characteristics such as grades and qualities to bs en 10025-2, requirements and anchors. An example use may be within a precast concrete wall system.
Pr_20_29_03_11 | 20 | 29 | 03 | 11 | Carbon steel chemical anchor rods | 炭素鋼ケミカルアンカーロッド |  | 45-50-12/330 Carbon steel anchor rods; |  | Carbon steel anchor rods are described by characteristics such as finish, head arrangement and end arrangement. An example use may be within a resin flooring system.
Pr_20_29_03_12 | 20 | 29 | 03 | 12 | Carbon steel chemical anchor sockets | 炭素鋼ケミカルアンカーソケット |  | 45-50-12/350 Carbon steel anchor sockets; |  | Carbon steel anchor sockets are described by characteristics such as finish, property class and size. An example use may be within a light steel framed wall structure system.
Pr_20_29_03_13 | 20 | 29 | 03 | 13 | Carbon steel post base plates | 炭素鋼ポストベースプレート |  | 45-50-05/420 Carbon steel post baseplates; |  | Carbon steel post baseplates are described by characteristics such as material, finish and dimensions. An example use may be within a footbridge system.
Pr_20_29_03_14 | 20 | 29 | 03 | 14 | Carbon steel post spikes | 炭素鋼ポストスパイク |  | 45-50-05/410 Carbon steel post spikes; |  | Carbon steel post spikes are described by characteristics such as material, finish and dimensions.
Pr_20_29_03_15 | 20 | 29 | 03 | 15 | Cavity anchors | キャビティアンカー |  | 45-50-05/305 Cavity anchors; |  | Cavity anchors are described by characteristics such as format, material and finish. An example use may be within an external freestanding container planting system.
Pr_20_29_03_16 | 20 | 29 | 03 | 16 | Chemical anchor capsules | ケミカルアンカーカプセル |  | 45-50-12/320 Chemical anchor capsules; |  | Chemical anchor capsules are described by characteristics such as resin and size. An example use may be within a light steel framed wall structure system.
Pr_20_29_03_17 | 20 | 29 | 03 | 17 | Chemical anchor cartridges | ケミカルアンカーカートリッジ |  | 45-50-12/310 Chemical anchor cartridges; |  | Chemical anchor cartridges are described by characteristics such as resin and accessories. An example use may be within a light steel framed wall structure system.
Pr_20_29_03_18 | 20 | 29 | 03 | 18 | Chemical anchors | ケミカルアンカー
Pr_20_29_03_28 | 20 | 29 | 03 | 28 | Expansion anchors | 拡張アンカー |  | 45-50-05/310 Expansion anchors; |  | Expansion anchors are described by characteristics such as format, material and finish. An example use may be within a light steel framed wall structure system.
Pr_20_29_03_30 | 20 | 29 | 03 | 30 | Fixing discs | ディスクの修正
Pr_20_29_03_31 | 20 | 29 | 03 | 31 | Framing anchors | フレーミングアンカー |  | 45-50-50/405 Framing anchors; |  | Framing anchors are described by characteristics such as material. An example use may be within a timber floor, roof deck or balcony decking system.
Pr_20_29_03_32 | 20 | 29 | 03 | 32 | Framing fasteners | フレーミングファスナー |  | 45-50-05/315 Frame fasteners; |  | Frame fasteners are described by characteristics such as screw material, body material and head arrangement. An example use may be within a window walling system.
Pr_20_29_03_33 | 20 | 29 | 03 | 33 | Ground anchor heads | 地上アンカーヘッド |  | 45-50-05/345 Ground anchors; |  | Ground anchors are described by characteristics such as material and load range. An example use may be within a bored king post retaining wall system.
Pr_20_29_03_34 | 20 | 29 | 03 | 34 | Ground plate anchors | グランドプレートアンカー |  | 45-50-05/345 Ground anchors; |  | Ground anchors are described by characteristics such as material and load range. An example use may be within a bored king post retaining wall system.
Pr_20_29_03_35 | 20 | 29 | 03 | 35 | Grouted ground anchors | グラウトグランドアンカー |  | 45-50-05/345 Ground anchors; |  | Ground anchors are described by characteristics such as material and load range. An example use may be within a bored king post retaining wall system.
Pr_20_29_03_36 | 20 | 29 | 03 | 36 | Hammer-in fasteners | ハンマーインファスナー |  | 45-50-05/320 Hammer-in fasteners; |  | Hammer-in fasteners are described by characteristics such as core material, finish and head arrangement. An example use may be within a window walling system.
Pr_20_29_03_44 | 20 | 29 | 03 | 44 | J-pins | Jピン |  | 45-50-05/430 J-Pins; |  | J-pins are described by characteristics such as material, dimensions and finish. An example use may be within a soil nailing system.
Pr_20_29_03_47 | 20 | 29 | 03 | 47 | Lifting anchors | リフティングアンカー
Pr_20_29_03_48 | 20 | 29 | 03 | 48 | Lifting hoops | リフティングフープ
Pr_20_29_03_66 | 20 | 29 | 03 | 66 | Prestressing anchors | プレストレスアンカー
Pr_20_29_03_72 | 20 | 29 | 03 | 72 | Rock bolts | ロックボルト |  | 45-50-05/370 Rock bolts; |  | Rock bolts are described by characteristics such as format, material and dimensions.
Pr_20_29_03_73 | 20 | 29 | 03 | 73 | Rock dowels | ロックダボ |  | 45-50-05/380 Rock dowels; |  | Rock dowels are described by characteristics such as format, material and dimensions.
Pr_20_29_03_77 | 20 | 29 | 03 | 77 | Socket anchors | ソケットアンカー |  | 45-50-05/325 Socket anchors; |  | Socket anchors are described by characteristics such as material, finish and anchor length. An example use may be within a precast concrete wall system.
Pr_20_29_03_78 | 20 | 29 | 03 | 78 | Solar module roof anchors | ソーラーモジュールルーフアンカー
Pr_20_29_03_79 | 20 | 29 | 03 | 79 | Split rings | 分割リング |  | 45-25-38/425 Split rings; |  | Split rings are described by characteristics such as diameter, material and corrosion protection. An example use may be within a hanging container planting system.
Pr_20_29_03_80 | 20 | 29 | 03 | 80 | Sprayed concrete anchor studs | 吹き付けコンクリートアンカースタッド |  | 45-50-05/350 Studs for sprayed concrete; |  | Studs for sprayed concrete are described by characteristics such as material, finish and dimensions. An example use may be within a sprayed concrete repair system.
Pr_20_29_03_81 | 20 | 29 | 03 | 81 | Sprayed concrete ties | スプレーコンクリートネクタイ |  | 45-50-05/355 Ties for sprayed concrete; |  | Ties for sprayed concrete are described by characteristics such as material, finish and dimensions. An example use may be within a sprayed concrete repair system.
Pr_20_29_03_82 | 20 | 29 | 03 | 82 | Stainless steel anchor plates | ステンレス鋼アンカープレート |  | 45-60-50/455 Stainless steel anchor plates; |  | Stainless steel anchor plates are described by characteristics such as grade and anchors. An example use may be within a precast concrete wall system.
Pr_20_29_03_83 | 20 | 29 | 03 | 83 | Stainless steel chemical anchor rods | ステンレス鋼ケミカルアンカーロッド |  | 45-50-12/340 Stainless steel anchor rods; |  | Stainless steel anchor rods are described by characteristics such as head arrangement, end arrangement and steel grade. An example use may be within a resin flooring system.
Pr_20_29_03_84 | 20 | 29 | 03 | 84 | Stainless steel chemical anchor sockets | ステンレス鋼ケミカルアンカーソケット |  | 45-50-12/360 Stainless steel anchor sockets; |  | Stainless steel anchor sockets are described by characteristics such as steel grade and size. An example use may be within a light steel framed wall structure system.
Pr_20_29_03_86 | 20 | 29 | 03 | 86 | Structural anchors | 構造アンカー |  | 45-50-05/400 Structural anchors; |  | Structural anchors are described by characteristics such as dimensions, material and finish. An example use may be within a netting system.
Pr_20_29_03_88 | 20 | 29 | 03 | 88 | Threaded anchors | ねじ式アンカー |  | 45-50-05/330 Threaded anchors; |  | Threaded anchors are described by characteristics such as format, material and anchor length. An example use may be within a flying shores system.
Pr_20_29_03_92 | 20 | 29 | 03 | 92 | Undercut anchors | アンダーカットアンカー |  | 45-50-05/335 Undercut anchors; |  | Undercut anchors are described by characteristics such as material, finish and anchor length. An example use may be within a light steel framed wall structure system.
Pr_20_29_03_97 | 20 | 29 | 03 | 97 | Wedge anchors | ウェッジアンカー |  | 45-50-05/340 Wedge anchors; |  | Wedge anchors are described by characteristics such as material, finish and anchor length.
Pr_20_29_04 | 20 | 29 | 04 |  | Angle fasteners | アングルファスナー |  |  |  | Equal angles fastenings are described by characteristics such as material, section and thickness.
Pr_20_29_04_26 | 20 | 29 | 04 | 26 | Equal angles fasteners | 等角度ファスナー |  | 45-70-05/470 Equal angles fastenings; |  | Equal angles fastenings are described by characteristics such as material, section and thickness.
Pr_20_29_04_27 | 20 | 29 | 04 | 27 | Equipment fasteners | 装置ファスナー |  | 45-70-05/475 Fasteners for securing equipment; |  | Fasteners for securing equipment are described by characteristics such as adjustment capability.
Pr_20_29_08 | 20 | 29 | 08 |  | Bolts and accessories | ボルトとアクセサリー |  |  |  | Black hexagon nuts and bolts are described by characteristics such as bolts, nuts and accessories. An example use may be within a windsock system.
Pr_20_29_08_04 | 20 | 29 | 08 | 04 | Anchor bolts | アンカーボルト
Pr_20_29_08_07 | 20 | 29 | 08 | 07 | Black hexagon nuts and bolts | 黒い六角ナットとボルト |  | 45-50-10/310 Black hexagon nuts and bolts; |  | Black hexagon nuts and bolts are described by characteristics such as bolts, nuts and accessories. An example use may be within a windsock system.
Pr_20_29_08_08 | 20 | 29 | 08 | 08 | Bolt boxes | ボルトボックス |  | 45-50-10/400 Bolt boxes; |  | Bolt boxes are described by characteristics such as material, shape and size. An example use may be within an in situ reinforced concrete stair or ramp system.
Pr_20_29_08_11 | 20 | 29 | 08 | 11 | Carbon steel hexagon headed nuts and bolts | 炭素鋼六角頭ナットおよびボルト |  | 45-50-10/330 Hexagon head carbon steel nuts and bolts; |  | Hexagon head carbon steel nuts and bolts are described by characteristics such as bolts, nuts and accessories. An example use may be within a windsock system.
Pr_20_29_08_12 | 20 | 29 | 08 | 12 | Carbon steel hook bolts (J-bolts) | 炭素鋼フックボルト（Jボルト） |  | 45-50-10/340 Carbon steel hook bolts; |  | Carbon steel hook bolts are described by characteristics such as property class, finish and size. An example use may be within an external freestanding container planting system.
Pr_20_29_08_15 | 20 | 29 | 08 | 15 | Coach (carriage) bolts and nuts | コーチ（キャリッジ）ボルトとナット |  | 45-50-10/325 Coach bolts and nuts; |  | Coach bolts and nuts are described by characteristics such as head arrangement, material and finish. An example use may be within a companionway ladder system.
Pr_20_29_08_18 | 20 | 29 | 08 | 18 | Crossing bolts | クロスボルト
Pr_20_29_08_26 | 20 | 29 | 08 | 26 | Elevator bolts | エレベーターボルト
Pr_20_29_08_27 | 20 | 29 | 08 | 27 | Eye bolts | アイボルト
Pr_20_29_08_28 | 20 | 29 | 08 | 28 | Expanding bolts | 拡張ボルト
Pr_20_29_08_30 | 20 | 29 | 08 | 30 | Fishplate bolts | フィッシュプレートボルト
Pr_20_29_08_32 | 20 | 29 | 08 | 32 | Flangeway bolts | フランジウェイボルト
Pr_20_29_08_36 | 20 | 29 | 08 | 36 | Hanger bolts | ハンガーボルト
Pr_20_29_08_38 | 20 | 29 | 08 | 38 | Holding down bolt assemblies | ボルトアセンブリの固定 |  | 45-50-10/315 Carbon steel holding down bolt assemblies with anchorages; |  | Carbon steel holding down bolt assemblies with anchorages are described by characteristics such as bolts, nuts and washers. An example use may be within a light steel framed wall structure system.
Pr_20_29_08_42 | 20 | 29 | 08 | 42 | Indented bolts | インデントされたボルト |  | 45-50-10/350 Indented bolts; |  | Indented bolts are described by characteristics such as material, finish and size. An example use may be within a light steel framed wall structure system.
Pr_20_29_08_46 | 20 | 29 | 08 | 46 | Lag bolts | ラグボルト
Pr_20_29_08_57 | 20 | 29 | 08 | 57 | Nylon gutter bolts | ナイロンガターボルト |  | 90-05-35/455 Nylon gutter bolts; |  | Nylon gutter bolts are described by characteristics such as components. An example use may be within an external gravity rainwater drainage system.
Pr_20_29_08_66 | 20 | 29 | 08 | 66 | Preloaded bolt assemblies | プリロードされたボルトアセンブリ |  | 45-50-10/320 Carbon steel preloaded bolt assemblies; |  | Carbon steel preloaded bolt assemblies are described by characteristics such as bolts, nuts and washers. An example use may be within a heavy steel framing system.
Pr_20_29_08_70 | 20 | 29 | 08 | 70 | Rail securing bolts | レール固定ボルト
Pr_20_29_08_78 | 20 | 29 | 08 | 78 | Shoulder bolts | ショルダーボルト
Pr_20_29_08_83 | 20 | 29 | 08 | 83 | Stainless steel gutter bolts | ステンレス鋼溝ボルト |  | 90-05-35/470 Stainless steel gutter bolts; |  | Stainless steel gutter bolts are described by characteristics such as bolts, nuts and washers. An example use may be within an external gravity rainwater drainage system.
Pr_20_29_08_84 | 20 | 29 | 08 | 84 | Stainless steel hexagon headed nuts and bolts | ステンレス鋼の六角頭のナットとボルト |  | 45-50-10/335 Hexagon head stainless steel nuts and bolts; |  | Hexagon head stainless steel nuts and bolts are described by characteristics such as bolts, nuts and accessories. An example use may be within a windsock system.
Pr_20_29_08_85 | 20 | 29 | 08 | 85 | Stainless steel hook bolts (J-bolts) | ステンレスフックボルト（Jボルト） |  | 45-50-10/345 Stainless steel hook bolts; |  | Stainless steel hook bolts are described by characteristics such as steel grade, size and nuts. An example use may be within an external freestanding container planting system.
Pr_20_29_08_86 | 20 | 29 | 08 | 86 | Stud bolts | スタッドボルト
Pr_20_29_08_92 | 20 | 29 | 08 | 92 | U-bolts | Uボルト
Pr_20_29_10 | 20 | 29 | 10 |  | Bridge suspension cable accessories | 橋吊りケーブル付属品 |  |  |  | Cable sleeves are described by characteristics such as material and dimensions.
Pr_20_29_10_11 | 20 | 29 | 10 | 11 | Cable sleeves | ケーブルスリーブ |  | 45-70-10/350 Cable sleeves; |  | Cable sleeves are described by characteristics such as material and dimensions.
Pr_20_29_10_12 | 20 | 29 | 10 | 12 | Cable strand sockets | ケーブルより線ソケット |  | 45-70-10/340 Cable strand sockets; |  | Cable strand sockets are described by characteristics such as material, dimensions and protective coating.
Pr_20_29_10_13 | 20 | 29 | 10 | 13 | Cast steel anchorage couplers | キャストスチールアンカーカプラー |  | 45-70-10/320 Cast steel anchorage couplers; |  | Cast steel anchorage couplers are described by characteristics such as cast steel designation, dimensions and protective coating.
Pr_20_29_10_14 | 20 | 29 | 10 | 14 | Cast steel cable bands | スチールケーブルバンドをキャスト |  | 45-70-10/330 Cast steel cable bands; |  | Cast steel cable bands are described by characteristics such as cast steel designation, cable band bore size and dimensions.
Pr_20_29_10_15 | 20 | 29 | 10 | 15 | Cast steel saddles | キャストサドル |  | 45-70-10/335 Cast steel saddles; |  | Cast steel saddles are described by characteristics such as cast steel designation, dimensions and protective coating.
Pr_20_29_10_16 | 20 | 29 | 10 | 16 | Cast steel suspender sockets | スチール製サスペンダーソケット |  | 45-70-10/325 Cast steel suspender sockets; |  | Cast steel suspender sockets are described by characteristics such as cast steel designation, dimensions and protective coating.
Pr_20_29_10_21 | 20 | 29 | 10 | 21 | Dampers | ダンパー |  | 45-70-10/360 Dampers; |  | Dampers are described by characteristics such as material, dimensions and protective coating.
Pr_20_29_10_79 | 20 | 29 | 10 | 79 | Sleeve clamps | スリーブクランプ |  | 45-70-10/355 Sleeve clamps; |  | Sleeve clamps are described by characteristics such as material and dimensions.
Pr_20_29_14 | 20 | 29 | 14 |  | Clips, clamps and couplers | クリップ、クランプ、カプラー |  |  |  | Beam clamps are described by characteristics such as clamp type, material and finish. An example use may be within an indirect hot water storage supply system.
Pr_20_29_14_07 | 20 | 29 | 14 | 07 | Beam clamps | ビームクランプ |  | 90-90-60/400 Beam clamps; |  | Beam clamps are described by characteristics such as clamp type, material and finish. An example use may be within an indirect hot water storage supply system.
Pr_20_29_14_08 | 20 | 29 | 14 | 08 | Beam clips | ビームクリップ |  | 90-90-60/395 Beam clips; |  | Beam clips are described by characteristics such as clip type, material and finish. An example use may be within an indirect hot water storage supply system.
Pr_20_29_14_13 | 20 | 29 | 14 | 13 | Circlips | サークリップ
Pr_20_29_14_15 | 20 | 29 | 14 | 15 | Coupler connections | カプラー接続 |  | 45-50-70/352 Coupler connections; |  | Coupler connections are described by characteristics such as material, connection type and size. An example use may be within a multilayer tensile fabric covering system.
Pr_20_29_14_16 | 20 | 29 | 14 | 16 | Colour pipe clips | カラーパイプクリップ
Pr_20_29_14_17 | 20 | 29 | 14 | 17 | Copper clips | 銅クリップ |  | 45-50-17/310 Copper clips; |  | Copper clips are described by characteristics such as material.
Pr_20_29_14_22 | 20 | 29 | 14 | 22 | Deck board clips | デッキボードクリップ |  | 45-50-17/320 Deck board clips; |  | Deck board clips are described by characteristics such as clip details.
Pr_20_29_14_24 | 20 | 29 | 14 | 24 | Drainage pipe clips | 排水管クリップ
Pr_20_29_14_30 | 20 | 29 | 14 | 30 | Fence panel clips | フェンスパネルクリップ |  | 45-50-17/340 Fence panel clips; |  | Fence panel clips are described by characteristics such as clip details.
Pr_20_29_14_31 | 20 | 29 | 14 | 31 | Floor clips | フロアクリップ
Pr_20_29_14_32 | 20 | 29 | 14 | 32 | Frame cramps | フレームのけいれん |  | 45-50-50/320 Frame cramps; |  | Frame cramps are described by characteristics such as material, finish and size. An example use may be within a frame and door leaf system.
Pr_20_29_14_33 | 20 | 29 | 14 | 33 | Glass panel fixing clips | ガラスパネル固定クリップ |  | 45-50-17/330 Glass panel fixing clips; |  | Glass panel fixing clips are described by characteristics such as material and format.
Pr_20_29_14_34 | 20 | 29 | 14 | 34 | Glass-to-glass clips | ガラス間クリップ
Pr_20_29_14_35 | 20 | 29 | 14 | 35 | Glass-to-wall clips | ガラスから壁へのクリップ
Pr_20_29_14_36 | 20 | 29 | 14 | 36 | Girder clamps | ガーダークランプ
Pr_20_29_14_40 | 20 | 29 | 14 | 40 | Iron clips | 鉄のクリップ
Pr_20_29_14_45 | 20 | 29 | 14 | 45 | Lift-off panel clips | リフトオフパネルクリップ |  | 45-50-17/350 Lift off panel clips; |  | Lift off panel clips are described by characteristics such as clip details. An example use may be within a duct and wall panel lining system.
Pr_20_29_14_50 | 20 | 29 | 14 | 50 | Masonry cramps | 石積みのけいれん |  | 45-50-50/335 Masonry cramps and dowels; |  | Masonry cramps and dowels are described by characteristics such as form, material and finish. An example use may be within a masonry freestanding wall leaf system.
Pr_20_29_14_65 | 20 | 29 | 14 | 65 | Pipe clips | パイプクリップ |  | 90-90-60/405 Pipe clips; |  | Pipe clips are described by characteristics such as clip type and material. An example use may be within an indirect hot water storage supply system.
Pr_20_29_14_68 | 20 | 29 | 14 | 68 | Push fit panel clips | プッシュフィットパネルクリップ |  | 45-50-17/360 Push fit panel clips; |  | Push fit panel clips are described by characteristics such as clip details. An example use may be within a duct and wall panel lining system.
Pr_20_29_14_76 | 20 | 29 | 14 | 76 | Security glazing clips | セキュリティグレージングクリップ |  | 45-50-17/370 Security glazing clips; |  | Security glazing clips are described by characteristics such as material and glass thickness. An example use may be within a mirror glazing system.
Pr_20_29_14_79 | 20 | 29 | 14 | 79 | Shackles | シャックルボルト
Pr_20_29_14_80 | 20 | 29 | 14 | 80 | Sound isolation clips | 遮音クリップ
Pr_20_29_14_82 | 20 | 29 | 14 | 82 | Stainless steel spring clips | ステンレス鋼のばねクリップ |  | 45-50-17/380 Stainless steel spring clips; |  | Stainless steel spring clips are described by characteristics such as clip details. An example use may be within a plastics panel lining system.
Pr_20_29_14_84 | 20 | 29 | 14 | 84 | Standing seam fixed clips | スタンディングシーム固定クリップ |  | 45-50-17/390 Standing seam fixed clips; |  | Standing seam fixed clips are described by characteristics such as material, dimensions and holes for fixings. An example use may be within a stainless steel sheet roof covering system.
Pr_20_29_14_85 | 20 | 29 | 14 | 85 | Standing seam sliding clips | スタンディングシームスライドクリップ |  | 45-50-17/400 Standing seam sliding clips; |  | Standing seam sliding clips are described by characteristics such as material, dimensions and holes for fixings. An example use may be within a stainless steel sheet roof covering system.
Pr_20_29_14_86 | 20 | 29 | 14 | 86 | Steel clips | スチールクリップ |  | 45-50-17/410 Steel clips; |  | Steel clips are described by characteristics such as form, material and grade. An example use may be within a reconstituted slate roofing system.
Pr_20_29_14_87 | 20 | 29 | 14 | 87 | Suspended ceiling clips | 吊り天井用クリップ |  | 45-50-17/420 Suspended ceiling clips; |  | Suspended ceiling clips are described by characteristics such as format, material and finish. An example use may be within a unit (modular) suspended ceiling system.
Pr_20_29_14_90 | 20 | 29 | 14 | 90 | Truss clips | トラスクリップ |  | 45-50-50/435 Truss clips; |  | Truss clips are described by characteristics such as material, finish and sizes. An example use may be within a timber floor, roof deck or balcony decking system.
Pr_20_29_23 | 20 | 29 | 23 |  | Dowels and rods | ダボとロッド |  |  |  | Carbon steel dowel bar are described by characteristics such as supplied by, product form and strength grade. An example use may be within an in situ concrete paving system.
Pr_20_29_23_11 | 20 | 29 | 23 | 11 | Carbon steel dowel bars | 炭素鋼ダボバー |  | 45-75-42/400 Carbon steel dowel bar; |  | Carbon steel dowel bar are described by characteristics such as supplied by, product form and strength grade. An example use may be within an in situ concrete paving system.
Pr_20_29_23_12 | 20 | 29 | 23 | 12 | Carbon steel rods | 炭素鋼棒 |  | 45-50-20/340 Carbon steel rods; |  | Carbon steel rods are described by characteristics such as dimensions and finish. An example use may be within a timber section repair system.
Pr_20_29_23_22 | 20 | 29 | 23 | 22 | Dowel bar caps | ダウエルバーキャップ
Pr_20_29_23_23 | 20 | 29 | 23 | 23 | Dowel-retaining fasteners | ダボ止めファスナー |  | 45-50-50/325 Dowel retaining fasteners; |  | Dowel retaining fasteners are described by characteristics such as material, size and shear load capacity (minimum). An example use may be within an internal wall tiling system.
Pr_20_29_23_30 | 20 | 29 | 23 | 30 | Fibre-reinforced plastics dowels | 繊維強化プラスチック製ダボ |  | 45-50-20/310 Fibre reinforced plastics dowels; |  | Fibre reinforced plastics dowels are described by characteristics such as material, surface condition and dimensions. An example use may be within a timber section repair system.
Pr_20_29_23_36 | 20 | 29 | 23 | 36 | Hardwood dowels | 広葉樹ダボ |  | 45-50-20/320 Hardwood dowels; |  | Hardwood dowels are described by characteristics such as supplied by, species and diameter. An example use may be within a timber section repair system.
Pr_20_29_23_40 | 20 | 29 | 23 | 40 | Hot welding rods | 熱間溶接棒 |  | 45-20-70/497 Hot welding rods; |  | Hot welding rods are described by characteristics such as colour. An example use may be within a resilient sheet flooring system.
Pr_20_29_23_50 | 20 | 29 | 23 | 50 | Masonry dowels | 石工ダボ |  | 45-50-50/335 Masonry cramps and dowels; |  | Masonry cramps and dowels are described by characteristics such as form, material and finish. An example use may be within a masonry freestanding wall leaf system.
Pr_20_29_23_52 | 20 | 29 | 23 | 52 | Metal dowels, pins and rods | 金属ダボ、ピン、ロッド |  | 45-50-20/325 Metal dowels, pins and rods; |  | Metal dowels, pins and rods are described by characteristics such as material, surface condition and dimensions. An example use may be within a masonry repair system.
Pr_20_29_23_65 | 20 | 29 | 23 | 65 | Plastics dowel bar caps | プラスチックダボバーキャップ |  | 45-75-42/420 Plastics dowel bar cap; |  | Plastics dowel bar cap are described by characteristics such as length, expansion space (minimum) and integral fill material. An example use may be within an in situ concrete paving system.
Pr_20_29_23_80 | 20 | 29 | 23 | 80 | Softwood dowels | 針葉樹ダボ
Pr_20_29_23_83 | 20 | 29 | 23 | 83 | Stainless steel dowel bars | ステンレスダボバー |  | 45-75-42/430 Stainless steel dowel bar; |  | Stainless steel dowel bar are described by characteristics such as product form, strength grade and stainless steel designation. An example use may be within an in situ concrete paving system.
Pr_20_29_23_84 | 20 | 29 | 23 | 84 | Stainless steel rods | ステンレス鋼棒 |  | 45-50-20/350 Stainless steel rods; |  | Stainless steel rods are described by characteristics such as dimensions. An example use may be within a timber section repair system.
Pr_20_29_23_92 | 20 | 29 | 23 | 92 | U-pins | Uピン |  | 45-50-20/370 U pins; |  | U pins are described by characteristics such as material, form and size. An example use may be within a soil nailing system.
Pr_20_29_29 | 20 | 29 | 29 |  | Ferrules and sleeves | フェルールとスリーブ |  |  |  | Plastics dowel sleeve are described by characteristics such as plastics type and thickness (minimum).
Pr_20_29_29_23 | 20 | 29 | 29 | 23 | Dowel bar sleeves | ダボバースリーブ |  | 45-75-42/410 Plastics dowel sleeve; |  | Plastics dowel sleeve are described by characteristics such as plastics type and thickness (minimum).
Pr_20_29_29_29 | 20 | 29 | 29 | 29 | Ferrules | フェルール |  | 45-50-65/330 Ferrules; |  | Ferrules are described by characteristics such as material, finish and size.
Pr_20_29_29_62 | 20 | 29 | 29 | 62 | Plastics pile sleeves | プラスチックパイルスリーブ |  | 45-15-60/380 Plastics pile sleeves; |  | Plastics pile sleeves are described by characteristics such as form, dimensions and features. An example use may be within a pile and cantilever support underpinning system.
Pr_20_29_29_66 | 20 | 29 | 29 | 66 | Prestressed reinforcement cable conduits | プレストレスト補強ケーブルコンジット
Pr_20_29_29_84 | 20 | 29 | 29 | 84 | Spacer sleeves | スペーサースリーブ |  | 45-50-65/380 Spacer sleeves; |  | Spacer sleeves are described by characteristics such as material, colour and size. An example use may be within a pressure assisted full bore rainwater drainage system.
Pr_20_29_29_96 | 20 | 29 | 29 | 96 | Wire-crimp ferrules | ワイヤークリンプフェルール
Pr_20_29_30 | 20 | 29 | 30 |  | Fixing lugs | ラグの固定 |  |  |  | Carbon steel fixing lugs are described by characteristics such as finish and size.
Pr_20_29_30_11 | 20 | 29 | 30 | 11 | Cable fixing lugs | ケーブル固定ラグ
Pr_20_29_30_12 | 20 | 29 | 30 | 12 | Carbon steel fixing lugs | 炭素鋼固定ラグ |  | 45-50-65/340 Carbon steel fixing lugs; |  | Carbon steel fixing lugs are described by characteristics such as finish and size.
Pr_20_29_30_24 | 20 | 29 | 30 | 24 | Door fixing lugs | ドア固定ラグ
Pr_20_29_30_31 | 20 | 29 | 30 | 31 | Furniture floor fixing lugs | 家具床固定ラグ
Pr_20_29_30_32 | 20 | 29 | 30 | 32 | Furniture wall fixing lugs | 家具壁固定ラグ
Pr_20_29_30_96 | 20 | 29 | 30 | 96 | Window fixing lugs | ウィンドウ固定ラグ
Pr_20_29_31 | 20 | 29 | 31 |  | Flat and folded plate fasteners | フラットおよび折りたたみプレートファスナー |  |  |  | Bolted joint connectors are described by characteristics such as connector type and sizes. An example use may be within a timber floor, roof deck or balcony decking system.
Pr_20_29_31_08 | 20 | 29 | 31 | 08 | Bolted joint connectors | ボルト継手コネクタ |  | 45-50-50/400 Bolted joint connectors; |  | Bolted joint connectors are described by characteristics such as connector type and sizes. An example use may be within a timber floor, roof deck or balcony decking system.
Pr_20_29_31_12 | 20 | 29 | 31 | 12 | Carbon steel nailing plates | 炭素鋼釘打ちプレート |  | 45-50-50/415 Carbon steel nailing plates; |  | Carbon steel nailing plates are described by characteristics such as material, designation and size. An example use may be within a timber floor, roof deck or balcony decking system.
Pr_20_29_31_13 | 20 | 29 | 31 | 13 | Carbon steel punched metal plate fasteners | 炭素鋼パンチングメタルプレートファスナー |  | 45-50-50/425 Carbon steel punched metal plate fasteners; |  | Carbon steel punched metal plate fasteners are described by characteristics such as material, designation and size. An example use may be within a timber floor, roof deck or balcony decking system.
Pr_20_29_31_44 | 20 | 29 | 31 | 44 | Joist hangers | ジョイストハンガー |  | 45-50-50/410 Joist hangers; |  | Joist hangers are described by characteristics such as format, material and finish. An example use may be within a timber floor, roof deck or balcony decking system.
Pr_20_29_31_52 | 20 | 29 | 31 | 52 | Mortise and tenon joint oak pegs | ほぞ穴とほぞのジョイントオークペグ |  | 45-50-50/440 Oak pegs for mortise and tenon joints in structural timber; |  | Oak pegs for mortise and tenon joints in structural timber are described by characteristics such as condition, shape and second hand pegs. An example use may be within a timber floor, roof deck or balcony decking system.
Pr_20_29_31_84 | 20 | 29 | 31 | 84 | Stainless steel nailing plates | ステンレス鋼釘打ちプレート |  | 45-50-50/420 Stainless steel nailing plates; |  | Stainless steel nailing plates are described by characteristics such as stainless steel and size. An example use may be within a timber floor, roof deck or balcony decking system.
Pr_20_29_31_85 | 20 | 29 | 31 | 85 | Stainless steel punched metal plate fasteners | ステンレス鋼のパンチングメタルプレートファスナー |  | 45-50-50/430 Stainless steel punched metal plate fasteners; |  | Stainless steel punched metal plate fasteners are described by characteristics such as stainless steel and size. An example use may be within a timber floor, roof deck or balcony decking system.
Pr_20_29_34 | 20 | 29 | 34 |  | Glass fixing plates, brackets and anchors | ガラス固定プレート、ブラケット、アンカー |  |  |  | Cast brass brackets are described by characteristics such as material and dimensions. An example use may be within a point-fixed structural glass wall system.
Pr_20_29_34_16 | 20 | 29 | 34 | 16 | Cast brass glass fixing brackets | キャスト真鍮ガラス固定ブラケット |  | 45-50-35/320 Cast brass brackets; |  | Cast brass brackets are described by characteristics such as material and dimensions. An example use may be within a point-fixed structural glass wall system.
Pr_20_29_34_34 | 20 | 29 | 34 | 34 | Glass fin splice plates | ガラスフィンスプライスプレート |  | 45-50-35/340 Glass fin splice plates; |  | Glass fin splice plates are described by characteristics such as material, finish and dimensions. An example use may be within a stacked structural glass wall system.
Pr_20_29_34_35 | 20 | 29 | 34 | 35 | Glass patch plates | ガラスパッチプレート |  | 45-50-35/310 Patch plates; |  | Patch plates are described by characteristics such as material, finish and colour and texture. An example use may be within a stacked structural glass wall system.
Pr_20_29_34_85 | 20 | 29 | 34 | 85 | Stainless steel glass block panel anchors | ステンレス鋼ガラスブロックパネルアンカー |  | 45-50-35/370 Stainless steel glass block panel anchors; |  | Stainless steel glass block panel anchors are described by characteristics such as fixing type, length and isolation pads. An example use may be within an in situ glass block wall system.
Pr_20_29_34_86 | 20 | 29 | 34 | 86 | Stainless steel point connectors | ステンレス鋼のポイントコネクタ |  | 45-50-35/330 Stainless steel point connectors; |  | Stainless steel point connectors are described by characteristics such as material, finish and connection. An example use may be within a point-fixed structural glass roof system.
Pr_20_29_56 | 20 | 29 | 56 |  | Nails | 釘 |  |  |  | Aluminium nails are described by characteristics such as nail details. An example use may be within a fibre cement slate roofing system.
Pr_20_29_56_02 | 20 | 29 | 56 | 02 | Aluminium nails | アルミ釘 |  | 45-50-60/320 Aluminium nails; |  | Aluminium nails are described by characteristics such as nail details. An example use may be within a fibre cement slate roofing system.
Pr_20_29_56_03 | 20 | 29 | 56 | 03 | Annular nails | 環状の釘
Pr_20_29_56_11 | 20 | 29 | 56 | 11 | Carbon steel nails | 炭素鋼釘 |  | 45-50-60/345 Carbon steel nails; |  | Carbon steel nails are described by characteristics such as nail details. An example use may be within a metal tile roofing system.
Pr_20_29_56_12 | 20 | 29 | 56 | 12 | Carbon steel wire nails | 炭素鋼ワイヤー釘 |  | 45-50-60/325 Carbon steel wire nails; |  | Carbon steel wire nails are described by characteristics such as nail details, diameter and length. An example use may be within a metal tile roofing system.
Pr_20_29_56_14 | 20 | 29 | 56 | 14 | Clout head nails | クラウトヘッドネイル
Pr_20_29_56_15 | 20 | 29 | 56 | 15 | Copper nails | 銅釘 |  | 45-50-60/330 Copper nails; |  | Copper nails are described by characteristics such as form, size and roves. An example use may be within a lead sheet roof covering system.
Pr_20_29_56_16 | 20 | 29 | 56 | 16 | Corrugated fasteners | 段ボールファスナー
Pr_20_29_56_19 | 20 | 29 | 56 | 19 | Cut clasp nails | くさぎ
Pr_20_29_56_20 | 20 | 29 | 56 | 20 | Cut floor brads | 割ピン、リベット
Pr_20_29_56_36 | 20 | 29 | 56 | 36 | Hardboard nails | ハードボードの釘
Pr_20_29_56_48 | 20 | 29 | 56 | 48 | Lost head (round) nails | 玉釘
Pr_20_29_56_50 | 20 | 29 | 56 | 50 | Masonry nails | 石積釘
Pr_20_29_56_59 | 20 | 29 | 56 | 59 | Oval wire nails | オーバルワイヤーネイル
Pr_20_29_56_60 | 20 | 29 | 56 | 60 | Panel pins | パネルピン
Pr_20_29_56_65 | 20 | 29 | 56 | 65 | Power-driven nails | 動力駆動の釘 |  | 45-50-60/335 Power driven nails; |  | Power driven nails are described by characteristics such as material, finish and shank size. An example use may be within a membranous vertical planting system.
Pr_20_29_56_78 | 20 | 29 | 56 | 78 | Shot-fire nails | ショットファイアーネイル |  | 45-50-60/340 Shot-fire nails; |  | Shot-fire nails are described by characteristics such as material, factory finish and shank size. An example use may be within an edge-fixed carpeting system.
Pr_20_29_56_82 | 20 | 29 | 56 | 82 | Sprigs | スプリング
Pr_20_29_56_83 | 20 | 29 | 56 | 83 | Springhead roofing nails | スプリングヘッドルーフィングネイル
Pr_20_29_56_84 | 20 | 29 | 56 | 84 | Square twisted nails | スクエアツイストネイル
Pr_20_29_56_85 | 20 | 29 | 56 | 85 | Stainless steel nails | ステンレス釘 |  | 45-50-60/350 Stainless steel nails; |  | Stainless steel nails are described by characteristics such as nail details, stainless steel and size. An example use may be within a joist-supported wood-based rigid sheet floor system.
Pr_20_29_56_86 | 20 | 29 | 56 | 86 | Staples | ステープル |  | 45-50-60/450 Staples; |  | Staples are described by characteristics such as material, form and fixing centres. An example use may be within a membranous vertical planting system.
Pr_20_29_56_87 | 20 | 29 | 56 | 87 | Tacks | タック
Pr_20_29_56_93 | 20 | 29 | 56 | 93 | Upholstery nails | 室内装飾用ネイル
Pr_20_29_57 | 20 | 29 | 57 |  | Nuts | ナット
Pr_20_29_57_01 | 20 | 29 | 57 | 01 | Acorn nuts | 六角ナット
Pr_20_29_57_02 | 20 | 29 | 57 | 02 | Aerotite nuts | エアロタイトナット
Pr_20_29_57_11 | 20 | 29 | 57 | 11 | Cage nuts | ケージナット
Pr_20_29_57_12 | 20 | 29 | 57 | 12 | Captive nuts | キャップナット
Pr_20_29_57_13 | 20 | 29 | 57 | 13 | Castle nuts | キャッスルナット
Pr_20_29_57_23 | 20 | 29 | 57 | 23 | Dome (cap) nuts | ドーム（キャップ??）ナット
Pr_20_29_57_30 | 20 | 29 | 57 | 30 | Flange nuts | フランジナット
Pr_20_29_57_35 | 20 | 29 | 57 | 35 | Hard lock nuts | ハードロックナット
Pr_20_29_57_36 | 20 | 29 | 57 | 36 | Half nuts | ハーフナット
Pr_20_29_57_37 | 20 | 29 | 57 | 37 | Heavy hex nuts | 重い六角ナット
Pr_20_29_57_38 | 20 | 29 | 57 | 38 | Hex nuts | 六角ナット
Pr_20_29_57_44 | 20 | 29 | 57 | 44 | Jam nuts | ジャムナット
Pr_20_29_57_45 | 20 | 29 | 57 | 45 | K-lock nuts | Kロックナット
Pr_20_29_57_50 | 20 | 29 | 57 | 50 | Manifold nuts | マニホールドナット
Pr_20_29_57_56 | 20 | 29 | 57 | 56 | Nylon-insert jam nuts | ナイロンインサートジャムナット
Pr_20_29_57_57 | 20 | 29 | 57 | 57 | Nylon-insert lock nuts | ナイロンインサートロックナット
Pr_20_29_57_66 | 20 | 29 | 57 | 66 | Prevailing torque lock nuts | 一般的なトルクロックナット
Pr_20_29_57_75 | 20 | 29 | 57 | 75 | Self-locking nuts | 自動ロックナット
Pr_20_29_57_76 | 20 | 29 | 57 | 76 | Serrated flange nuts | 鋸歯状フランジナット
Pr_20_29_57_80 | 20 | 29 | 57 | 80 | Slotted nuts | すりわり付きナット
Pr_20_29_57_83 | 20 | 29 | 57 | 83 | Square nuts | 四角ナット
Pr_20_29_57_84 | 20 | 29 | 57 | 84 | Stover nuts | ストーバーナット
Pr_20_29_57_85 | 20 | 29 | 57 | 85 | Stud connector (coupling) nuts | スタッドコネクター（カップリング）ナット
Pr_20_29_57_88 | 20 | 29 | 57 | 88 | Tee nuts | ティーナット
Pr_20_29_57_96 | 20 | 29 | 57 | 96 | Wing nuts | 蝶ナット
Pr_20_29_60 | 20 | 29 | 60 |  | Packings, washers and spacers | パッキン、ワッシャー、スペーサー |  |  |  | Bituminous felt packer are described by characteristics such as thickness, dimensions and hole details.
Pr_20_29_60_07 | 20 | 29 | 60 | 07 | Bituminous felt packers | 瀝青フェルトパッカー |  | 45-50-65/300 Bituminous felt packer; |  | Bituminous felt packer are described by characteristics such as thickness, dimensions and hole details.
Pr_20_29_60_17 | 20 | 29 | 60 | 17 | Crinkle washers | しわ洗浄機
Pr_20_29_60_20 | 20 | 29 | 60 | 20 | Cup (finishing) washers | カップ（仕上）ワッシャー |  | 45-50-65/320 Cups; |  | Cups are described by characteristics such as material, finish and size. An example use may be within a mirror glazing system.
Pr_20_29_60_28 | 20 | 29 | 60 | 28 | External tooth lock (shake-proof) washers | 外歯ロック（防振）ワッシャー
Pr_20_29_60_29 | 20 | 29 | 60 | 29 | Fender washers | フェンダーワッシャー
Pr_20_29_60_30 | 20 | 29 | 60 | 30 | Fibre washers | 繊維ワッシャー
Pr_20_29_60_31 | 20 | 29 | 60 | 31 | Flat washers | 平ワッシャー
Pr_20_29_60_32 | 20 | 29 | 60 | 32 | Formwork cover spacers | 型枠カバースペーサー |  | 45-50-30/450 Cover spacer; |  | Cover spacer are described by characteristics such as cover spacers. An example use may be within an in situ reinforced concrete floor, roof deck or balcony system.
Pr_20_29_60_34 | 20 | 29 | 60 | 34 | Grommets | グロメット |  | 45-50-65/370 Grommets; |  | Grommets are described by characteristics such as material, size and thickness.
Pr_20_29_60_36 | 20 | 29 | 60 | 36 | Hardwood packers | 広葉樹パッカー |  | 45-50-65/310 Hardwood packer; |  | Hardwood packer are described by characteristics such as grade, thickness and dimensions.
Pr_20_29_60_37 | 20 | 29 | 60 | 37 | Hardwood wedges | 広葉樹ウェッジ
Pr_20_29_60_42 | 20 | 29 | 60 | 42 | Internal tooth lock (shake-proof) washers | 内歯ロック（防振）ワッシャー
Pr_20_29_60_58 | 20 | 29 | 60 | 58 | Ogee washers | オギーワッシャー
Pr_20_29_60_59 | 20 | 29 | 60 | 59 | Open push | オープンプッシュ
Pr_20_29_60_60 | 20 | 29 | 60 | 60 | Packings | パッキン |  | 45-50-65/360 Packings; |  | Packings are described by characteristics such as material and size. An example use may be within a fire blanket system.
Pr_20_29_60_61 | 20 | 29 | 60 | 61 | Parallel circumferential packings | 平行円周パッキン
Pr_20_29_60_62 | 20 | 29 | 60 | 62 | Penny (dock) washers | ペニー（ドック）ワッシャー
Pr_20_29_60_63 | 20 | 29 | 60 | 63 | Plate (square) washers | プレート（正方形）ワッシャー
Pr_20_29_60_64 | 20 | 29 | 60 | 64 | Plywood packers | 合板パッカー |  | 45-50-65/315 Plywood packer; |  | Plywood packer are described by characteristics such as service class, thickness and dimensions.
Pr_20_29_60_65 | 20 | 29 | 60 | 65 | Polyethylene packers | ポリエチレンパッカー |  | 45-50-65/305 Polyethylene packer; |  | Polyethylene packer are described by characteristics such as thickness, dimensions and hole details.
Pr_20_29_60_75 | 20 | 29 | 60 | 75 | Serrated washers | 鋸歯状ワッシャー
Pr_20_29_60_76 | 20 | 29 | 60 | 76 | Sealing washers | シールワッシャー
Pr_20_29_60_77 | 20 | 29 | 60 | 77 | Shims and folding wedges | シムと折りたたみウェッジ |  | 45-15-75/340 Steel shims and folding wedges; |  | Steel shims and folding wedges are described by characteristics such as material and dimensions. An example use may be within a heavy steel framed wall structure system.
Pr_20_29_60_81 | 20 | 29 | 60 | 81 | Softwood packs | 針葉樹パック
Pr_20_29_60_82 | 20 | 29 | 60 | 82 | Softwood wedges | 針葉樹ウェッジ
Pr_20_29_60_84 | 20 | 29 | 60 | 84 | Sprung (split lock) washers | スプリング（スプリットロック）ワッシャー
Pr_20_29_60_87 | 20 | 29 | 60 | 87 | Tapered circumferential packings | テーパー円周パッキン
Pr_20_29_60_96 | 20 | 29 | 60 | 96 | Washers | ワッシャー |  | 45-50-65/420 Washers; |  | Washers are described by characteristics such as washers and size. An example use may be within a terrazzo floor covering system.
Pr_20_29_63 | 20 | 29 | 63 |  | Plugs | プラグ |  |  |  | Masonry plugs are described by characteristics such as format and size. An example use may be within a terrazzo floor covering system.
Pr_20_29_63_50 | 20 | 29 | 63 | 50 | Masonry plugs | 石積みプラグ |  | 45-50-67/350 Masonry plugs; |  | Masonry plugs are described by characteristics such as format and size. An example use may be within a terrazzo floor covering system.
Pr_20_29_63_63 | 20 | 29 | 63 | 63 | Plastics plugs | プラスチックプラグ |  | 45-50-67/340 Plastics plugs; |  | Plastics plugs are described by characteristics such as colour. An example use may be within an edge-fixed carpeting system.
Pr_20_29_63_84 | 20 | 29 | 63 | 84 | Studded cavity drainage membrane plugs | スタッド空洞排水膜プラグ |  | 45-50-67/360 Plugs for studded cavity drainage membranes; |  | Plugs for studded cavity drainage membranes are described by characteristics such as retaining head diameter. An example use may be within a fire bucket system.
Pr_20_29_63_85 | 20 | 29 | 63 | 85 | Surface plugs and pellets | 表面プラグとペレット |  | 45-50-67/330 Surface plugs or pellets; |  | Surface plugs or pellets are described by characteristics such as material, diameter and depth. An example use may be within a fire bucket system.
Pr_20_29_70 | 20 | 29 | 70 |  | Rail fasteners | レールファスナー |  |  |  | Rail clip fasteners are described by characteristics such as line speed (maximum) and estimated annual tonnage.
Pr_20_29_70_02 | 20 | 29 | 70 | 02 | Adjustable rail clips | 調整可能なレールクリップ |  | 45-50-69/322 Rail clip fasteners; |  | Rail clip fasteners are described by characteristics such as line speed (maximum) and estimated annual tonnage.
Pr_20_29_70_09 | 20 | 29 | 70 | 09 | Bull head rail keys | ブルヘッドレールキー
Pr_20_29_70_11 | 20 | 29 | 70 | 11 | Cast-in rail clip shoulders | キャストインレールクリップショルダー
Pr_20_29_70_13 | 20 | 29 | 70 | 13 | Clamp brackets | クランプブラケット
Pr_20_29_70_22 | 20 | 29 | 70 | 22 | Distance block bolts | ディスタンスブロックボルト
Pr_20_29_70_31 | 20 | 29 | 70 | 31 | Fishplates | フィッシュプレート |  | 45-50-69/350 Fishplate; |  | Fishplate are described by characteristics such as form, material and size.
Pr_20_29_70_32 | 20 | 29 | 70 | 32 | Fishwashers | フィッシュウォッシャー
Pr_20_29_70_36 | 20 | 29 | 70 | 36 | Heel blocks | ヒールブロック
Pr_20_29_70_37 | 20 | 29 | 70 | 37 | Heel block bolts | ヒールブロックボルト
Pr_20_29_70_41 | 20 | 29 | 70 | 41 | Insulated fishplates | 断熱魚板
Pr_20_29_70_46 | 20 | 29 | 70 | 46 | Long defect fishplates | 長い欠陥のある魚板
Pr_20_29_70_68 | 20 | 29 | 70 | 68 | Rail anchors | レールアンカー
Pr_20_29_70_69 | 20 | 29 | 70 | 69 | Rail clamp assemblies | レールクランプアセンブリ
Pr_20_29_70_70 | 20 | 29 | 70 | 70 | Rail clips | レールクリップ |  | 45-50-69/326 Slabtrack rail clip; |  | Slabtrack rail clip are described by characteristics such as line speed(maximum), estimated annual tonnage and placement.
Pr_20_29_70_72 | 20 | 29 | 70 | 72 | Rail joint clamps | レールジョイントクランプ
Pr_20_29_70_73 | 20 | 29 | 70 | 73 | Rail foot insulators | レール足がいし
Pr_20_29_70_85 | 20 | 29 | 70 | 85 | Stock rail anchor bolts | ストックレールアンカーボルト
Pr_20_29_70_87 | 20 | 29 | 70 | 87 | Switch rail anchor | スイッチレールアンカー
Pr_20_29_70_96 | 20 | 29 | 70 | 96 | Weldable rail clip shoulders | 溶接可能なレールクリップショルダー
Pr_20_29_71 | 20 | 29 | 71 |  | Rivets | リベット |  |  |  | Blind rivets are described by characteristics such as material, form and size. An example use may be within a plastics profiled sheet cladding system.
Pr_20_29_71_08 | 20 | 29 | 71 | 08 | Blind (pop) rivets | ブラインド（ポップ）リベット |  | 45-50-15/310 Blind rivets; |  | Blind rivets are described by characteristics such as material, form and size. An example use may be within a plastics profiled sheet cladding system.
Pr_20_29_71_24 | 20 | 29 | 71 | 24 | Drive rivets | ドライブリベット
Pr_20_29_71_30 | 20 | 29 | 71 | 30 | Flush rivets | フラッシュリベット
Pr_20_29_71_31 | 20 | 29 | 71 | 31 | Friction rivets | 摩擦リベット
Pr_20_29_71_59 | 20 | 29 | 71 | 59 | Oscar rivets | オスカーリベット
Pr_20_29_71_76 | 20 | 29 | 71 | 76 | Self-pierce rivets | セルフピアスリベット
Pr_20_29_71_77 | 20 | 29 | 71 | 77 | Semi-tubular rivets | 半管状リベット |  | 45-50-15/350 Rivets; |  | Rivets are described by characteristics such as material, form and size. An example use may be within a metal profiled sheet roof covering system.
Pr_20_29_71_81 | 20 | 29 | 71 | 81 | Solid rivets | 固体リベット |  | 45-50-15/350 Rivets; |  | Rivets are described by characteristics such as material, form and size. An example use may be within a metal profiled sheet roof covering system.
Pr_20_29_76 | 20 | 29 | 76 |  | Screws | ネジ |  |  |  | Hexagon head carbon steel screws are described by characteristics such as screws. An example use may be within an internal stair system.
Pr_20_29_76_11 | 20 | 29 | 76 | 11 | Carbon steel hexagon head screws | 炭素鋼六角頭ネジ |  | 45-50-60/405 Hexagon head carbon steel screws; |  | Hexagon head carbon steel screws are described by characteristics such as screws. An example use may be within an internal stair system.
Pr_20_29_76_15 | 20 | 29 | 76 | 15 | Coach screws | コーチねじ |  | 45-50-60/400 Coach screws; |  | Coach screws are described by characteristics such as head arrangement, material and finish. An example use may be within an internal stair system.
Pr_20_29_76_28 | 20 | 29 | 76 | 28 | Eye lags | アイラグ
Pr_20_29_76_50 | 20 | 29 | 76 | 50 | Machine screws | 小ねじ
Pr_20_29_76_65 | 20 | 29 | 76 | 65 | Plasterboard screws | 石膏ボードのネジ |  | 45-50-60/445 Plasterboard screws; |  | Plasterboard screws are described by characteristics such as material, finish and screw type. An example use may be within a gypsum board casing system.
Pr_20_29_76_72 | 20 | 29 | 76 | 72 | Rigging screws | リギングネジ
Pr_20_29_76_75 | 20 | 29 | 76 | 75 | Self-tapping screws | セルフタッピングネジ
Pr_20_29_76_76 | 20 | 29 | 76 | 76 | Self-drilling screws | セルフドリルネジ |  | 45-50-60/415 Self-drilling or self-tapping screws; |  | Self-drilling or self-tapping screws are described by characteristics such as material, finish and head type. An example use may be within a metal semi-composite panel cladding system.
Pr_20_29_76_77 | 20 | 29 | 76 | 77 | Set screws | 止めねじ |  | 45-50-60/425 Stainless steel set screws; |  | Stainless steel set screws are described by characteristics such as grade and size. An example use may be within a lead sheet roof covering system.
Pr_20_29_76_78 | 20 | 29 | 76 | 78 | Sheet metal screws | 板金ネジ
Pr_20_29_76_81 | 20 | 29 | 76 | 81 | Socket screws | ソケットネジ
Pr_20_29_76_85 | 20 | 29 | 76 | 85 | Stainless steel hexagon head screws | ステンレス製六角頭ネジ |  | 45-50-60/410 Hexagon head stainless steel screws; |  | Hexagon head stainless steel screws are described by characteristics such as screws. An example use may be within an internal stair system.
Pr_20_29_76_86 | 20 | 29 | 76 | 86 | Stainless steel screws | ステンレス鋼ねじ
Pr_20_29_76_88 | 20 | 29 | 76 | 88 | Thread-cutting machine screws | ねじ切り小ねじ
Pr_20_29_76_98 | 20 | 29 | 76 | 98 | Wood screws | 木ネジ |  | 45-50-60/440 Wood screws; |  | Wood screws are described by characteristics such as material, finish and screw details. An example use may be within a joist-supported wood-based rigid sheet floor system.
Pr_20_29_81 | 20 | 29 | 81 |  | Soil nails | 土壌ネイル |  |  |  | Carbon steel bearing plates are described by characteristics such as supplied by, grade and plate dimensions. An example use may be within a soil nailing system.
Pr_20_29_81_08 | 20 | 29 | 81 | 08 | Carbon steel bearing plates | 炭素鋼ベアリングプレート |  | 45-10-75/385 Carbon steel bearing plates; |  | Carbon steel bearing plates are described by characteristics such as supplied by, grade and plate dimensions. An example use may be within a soil nailing system.
Pr_20_29_81_09 | 20 | 29 | 81 | 09 | Carbon steel soil nail anchorage nuts | 炭素鋼土壌ネイルアンカーナット |  | 45-10-75/370 Carbon steel nuts for soil nail anchorages; |  | Carbon steel nuts for soil nail anchorages are described by characteristics such as supplied by, property class and finish. An example use may be within a soil nailing system.
Pr_20_29_81_11 | 20 | 29 | 81 | 11 | Carbon steel soil nails | 炭素鋼土壌釘 |  | 45-10-75/310 Carbon steel soil nails; |  | Carbon steel soil nails are described by characteristics such as dimensions and coating. An example use may be within a soil nailing system.
Pr_20_29_81_56 | 20 | 29 | 81 | 56 | Non-metallic bearing plates | 非金属ベアリングプレート |  | 45-10-75/395 Non-metallic bearing plates; |  | Non-metallic bearing plates are described by characteristics such as material and dimensions. An example use may be within a soil nailing system.
Pr_20_29_81_61 | 20 | 29 | 81 | 61 | Plastics grouting ducts | プラスチック注入ダクト |  | 45-10-75/335 Plastics grouting ducts; |  | Plastics grouting ducts are described by characteristics such as material, configuration and features. An example use may be within a soil nailing system.
Pr_20_29_81_63 | 20 | 29 | 81 | 63 | Plastics soil nails | プラスチック土釘 |  | 45-10-75/330 Plastics soil nails; |  | Plastics soil nails are described by characteristics such as identification standard, material and dimensions. An example use may be within a soil nailing system.
Pr_20_29_81_72 | 20 | 29 | 81 | 72 | Soil nail centralizers | 土壌ネイルセントラライザー |  | 45-10-75/340 Centralizers for soil nails; |  | Centralizers for soil nails are described by characteristics such as material, external diameter and features. An example use may be within a soil nailing system.
Pr_20_29_81_80 | 20 | 29 | 81 | 80 | Stainless steel bearing plates | ステンレスベアリングプレート |  | 45-10-75/390 Stainless steel bearing plates; |  | Stainless steel bearing plates are described by characteristics such as supplied by, standards and grade. An example use may be within a soil nailing system.
Pr_20_29_81_82 | 20 | 29 | 81 | 82 | Stainless steel soil nail anchorage nuts | ステンレス鋼の土の釘のアンカーナット |  | 45-10-75/375 Stainless steel nuts for soil nail anchorages; |  | Stainless steel nuts for soil nail anchorages are described by characteristics such as supplied by and property class. An example use may be within a soil nailing system.
Pr_20_29_81_84 | 20 | 29 | 81 | 84 | Stainless steel soil nails | ステンレス鋼の土壌釘 |  | 45-10-75/320 Stainless steel soil nails; |  | Stainless steel soil nails are described by characteristics such as dimensions. An example use may be within a soil nailing system.
Pr_20_29_81_86 | 20 | 29 | 81 | 86 | Steel wedges | スチールウェッジ |  | 45-10-75/380 Steel wedges; |  | Steel wedges are described by characteristics such as supplied by, material and dimensions. An example use may be within a soil nailing system.
Pr_20_29_85 | 20 | 29 | 85 |  | Straw bale fixings | わら俵固定具 |  |  |  | Plastics sleeving are described by characteristics such as sleeving type and diameter.
Pr_20_29_85_64 | 20 | 29 | 85 | 64 | Plastics sleeving | プラスチックスリーブ |  | 45-50-50/470 Plastics sleeving; |  | Plastics sleeving are described by characteristics such as sleeving type and diameter.
Pr_20_29_85_65 | 20 | 29 | 85 | 65 | Polyester straps | ポリエステルストラップ |  | 45-50-50/475 Polyester straps; |  | Polyester straps are described by characteristics such as material, breaking strain (minimum) and width. An example use may be within an unframed straw bale wall system.
Pr_20_29_87 | 20 | 29 | 87 |  | Thatch roofing fasteners | 茅葺き屋根用ファスナー |  |  |  | Hazel staples are described by characteristics such as quality, diameter and form. An example use may be within an unframed straw bale wall system.
Pr_20_29_87_36 | 20 | 29 | 87 | 36 | Hazel staples | ヘーゼルステープル |  | 45-50-70/365 Hazel staples; |  | Hazel staples are described by characteristics such as quality, diameter and form. An example use may be within an unframed straw bale wall system.
Pr_20_29_87_37 | 20 | 29 | 87 | 37 | Hazel sways | ヘーゼルスウェイズ |  | 45-50-70/370 Hazel sways; |  | Hazel sways are described by characteristics such as material, quality and length (minimum). An example use may be within a thatch roofing system.
Pr_20_29_87_52 | 20 | 29 | 87 | 52 | Metal sways | 金属スウェイズ |  | 45-50-70/380 Metal sways; |  | Metal sways are described by characteristics such as material, corrosion protection and length (minimum). An example use may be within a thatch roofing system.
Pr_20_29_87_87 | 20 | 29 | 87 | 87 | Thatching hooks | わらぶき屋根フック |  | 45-50-70/385 Thatching hooks; |  | Thatching hooks are described by characteristics such as material, corrosion protection and length (minimum). An example use may be within a thatch roofing system.
Pr_20_29_87_96 | 20 | 29 | 87 | 96 | Willow sways | 柳スウェイズ |  | 45-50-70/375 Willow sways; |  | Willow sways are described by characteristics such as material, quality and length (minimum). An example use may be within a thatch roofing system.
Pr_20_29_88 | 20 | 29 | 88 |  | Tile and fabric fasteners | タイルと布のファスナー |  |  |  | Edge beading are described by characteristics such as material and size. An example use may be within a single layer tensile fabric covering system.
Pr_20_29_88_26 | 20 | 29 | 88 | 26 | Edge beading | エッジビーディング |  | 45-50-70/354 Edge beading; |  | Edge beading are described by characteristics such as material and size. An example use may be within a single layer tensile fabric covering system.
Pr_20_29_88_27 | 20 | 29 | 88 | 27 | Edge beading rails | エッジビーディングレール |  | 45-50-70/356 Edge beading rails; |  | Edge beading rails are described by characteristics such as material, size and finish. An example use may be within a multilayer tensile fabric covering system.
Pr_20_29_88_31 | 20 | 29 | 88 | 31 | Forked roofing connectors | 二股屋根コネクタ |  | 45-50-70/350 Forked connectors; |  | Forked connectors are described by characteristics such as material, finish and size. An example use may be within a multilayer tensile fabric covering system.
Pr_20_29_88_37 | 20 | 29 | 88 | 37 | Hip irons | ヒップアイアン |  | 45-50-70/395 Hip irons; |  | Hip irons are described by characteristics such as material, finish and size. An example use may be within a natural slate roofing system.
Pr_20_29_88_41 | 20 | 29 | 88 | 41 | Insulation fixing saddle clips | 絶縁固定サドルクリップ
Pr_20_29_88_42 | 20 | 29 | 88 | 42 | Insulation fixing spikes | 絶縁固定スパイク |  | 45-50-70/400 Insulation fixing spikes; |  | Insulation fixing spikes are described by characteristics such as material, anchor length and diameter.
Pr_20_29_88_43 | 20 | 29 | 88 | 43 | Insulation fixing straps | 絶縁固定ストラップ |  | 45-50-70/405 Insulation fixing straps; |  | Insulation fixing straps are described by characteristics such as material and size.
Pr_20_29_88_59 | 20 | 29 | 88 | 59 | Overlay fasteners | オーバーレイファスナー |  | 45-50-70/315 Overlay fasteners; |  | Overlay fasteners are described by characteristics such as form and length. An example use may be within a liquid applied warm roof covering system.
Pr_20_29_88_70 | 20 | 29 | 88 | 70 | Roofing belts | 屋根ベルト |  | 45-50-70/325 Belts; |  | Belts are described by characteristics such as material, weave and size. An example use may be within a multilayer tensile fabric covering system.
Pr_20_29_88_71 | 20 | 29 | 88 | 71 | Roofing clamps | 屋根用クランプ |  | 45-50-70/330 Clamps; |  | Clamps are described by characteristics such as material, finish and colour. An example use may be within a multilayer tensile fabric covering system.
Pr_20_29_88_72 | 20 | 29 | 88 | 72 | Roofing clamping plates | 屋根用クランププレート |  | 45-50-70/335 Clamping plates; |  | Clamping plates are described by characteristics such as material, finish and colour. An example use may be within a single layer tensile fabric covering system.
Pr_20_29_88_73 | 20 | 29 | 88 | 73 | Roofing corner plates | 屋根用コーナープレート |  | 45-50-70/340 Corner plates; |  | Corner plates are described by characteristics such as material and size. An example use may be within a single layer tensile fabric covering system.
Pr_20_29_88_74 | 20 | 29 | 88 | 74 | Roofing straps | 屋根ストラップ |  | 45-50-70/345 Straps; |  | Straps are described by characteristics such as material, weave and size. An example use may be within a multilayer tensile fabric covering system.
Pr_20_29_88_75 | 20 | 29 | 88 | 75 | Roofing swags | 屋根ふき |  | 45-50-70/358 Swags; |  | Swags are described by characteristics such as material and size. An example use may be within a multilayer tensile fabric covering system.
Pr_20_29_96 | 20 | 29 | 96 |  | Welded joints | 溶接継手
Pr_20_29_96_03 | 20 | 29 | 96 | 03 | Aluminothermic rail welds | アルミノサーミックレール溶接
Pr_20_29_97 | 20 | 29 | 97 |  | Welding joint fillers | 溶接継手フィラー
Pr_20_29_97_09 | 20 | 29 | 97 | 09 | Brazing joint fillers | ろう付け継手フィラー
Pr_20_29_97_26 | 20 | 29 | 97 | 26 | Electric welding joint fillers | 電気溶接継手フィラー
Pr_20_29_97_33 | 20 | 29 | 97 | 33 | Gas welding joint fillers | ガス溶接継手フィラー
Pr_20_29_97_81 | 20 | 29 | 97 | 81 | Soldering joint fillers | はんだフィラー
Pr_20_31 | 20 | 31 |  |  | Formless structure and general products | 形のない構造と一般的な製品
Pr_20_31_01 | 20 | 31 | 01 |  | Additives | 添加剤 |  |  |  | Carbon steel fibres are described by characteristics such as material group, fibre properties and size.
Pr_20_31_01_11 | 20 | 31 | 01 | 11 | Carbon steel fibres | 炭素鋼繊維 |  | 45-55-04/400 Carbon steel fibres; |  | Carbon steel fibres are described by characteristics such as material group, fibre properties and size.
Pr_20_31_01_22 | 20 | 31 | 01 | 22 | Dust suppression additive | 粉じん抑制添加剤
Pr_20_31_01_32 | 20 | 31 | 01 | 32 | Glass fibres | ガラス繊維 |  | 45-55-04/405 Glass fibres; |  | Glass fibres are described by characteristics such as type of glass fibre.
Pr_20_31_01_39 | 20 | 31 | 01 | 39 | Hydraulic road binders | 油圧道路バインダー |  | 45-55-04/496 Hydraulic road binder;
Pr_20_31_01_75 | 20 | 31 | 01 | 75 | Polypropylene (PP) fibres | ポリプロピレン（PP）繊維
Pr_20_31_01_85 | 20 | 31 | 01 | 85 | Stainless steel fibres | ステンレス鋼繊維 |  | 45-55-04/415 Stainless steel fibres; |  | Stainless steel fibres are described by characteristics such as material group, fibre properties (minimum) and dimensions.
Pr_20_31_01_86 | 20 | 31 | 01 | 86 | Synthetic fibres | 合成繊維 |  | 45-55-04/410 Polymer fibres; |  | Polymer fibres are described by characteristics such as dimensions.
Pr_20_31_01_96 | 20 | 31 | 01 | 96 | Waterborne absorption fluids | 水性吸収液
Pr_20_31_01_99 | 20 | 31 | 01 | 99 | Zinc powders | 亜鉛粉
Pr_20_31_02 | 20 | 31 | 02 |  | Adhesives and bonding compounds | 接着剤と接着剤 |  |  |  | Acrylic anaerobic adhesives are described by characteristics such as shear strength (minimum) and total vocs (maximum).
Pr_20_31_02_02 | 20 | 31 | 02 | 02 | Acrylic anaerobic adhesives | アクリル嫌気性接着剤 |  | 45-50-00/305 Acrylic anaerobic adhesives; |  | Acrylic anaerobic adhesives are described by characteristics such as shear strength (minimum) and total vocs (maximum).
Pr_20_31_02_03 | 20 | 31 | 02 | 03 | Acrylic and methacrylate adhesives | アクリルおよびメタクリレート接着剤 |  | 45-50-00/310 Acrylic and methacrylate adhesives; |  | Acrylic and methacrylate adhesives are described by characteristics such as form, class and shear strength (minimum). An example use may be within a rolled carpet system.
Pr_20_31_02_04 | 20 | 31 | 02 | 04 | All-purpose pastes | 万能ペースト |  | 45-50-00/420 All purpose pastes; |  | All purpose pastes are described by characteristics such as class, fungicide and open time (minimum). An example use may be within a rolled covering system.
Pr_20_31_02_06 | 20 | 31 | 02 | 06 | Bio-resin adhesives | バイオレジン接着剤 |  | 45-50-00/315 Bio-resin adhesives; |  | Bio-resin adhesives are described by characteristics such as bio-resin type and biodegradability.
Pr_20_31_02_07 | 20 | 31 | 02 | 07 | Bitumen bonding compounds | ビチューメン結合剤
Pr_20_31_02_08 | 20 | 31 | 02 | 08 | Bitumen-based bonding compounds | ビチューメンベースの接着剤 |  | 45-50-00/400 Bitumen based bonding compounds; |  | Bitumen based bonding compounds are described by characteristics such as grade and bitumen modification. An example use may be within an insulation and waterproofing system for retrofitted living roofs.
Pr_20_31_02_09 | 20 | 31 | 02 | 09 | Bitumen rubber emulsion adhesives | ビチューメンゴムエマルジョン接着剤 |  | 45-50-00/320 Bitumen rubber emulsion adhesives; |  | Bitumen rubber emulsion adhesives are described by characteristics such as open time (minimum), colour and fire resistance. An example use may be within a mosaic parquet panel flooring system.
Pr_20_31_02_11 | 20 | 31 | 02 | 11 | Casein adhesives | カゼイン接着剤
Pr_20_31_02_12 | 20 | 31 | 02 | 12 | Cementitious adhesives | セメント系接着剤 |  | 45-50-00/325 Cementitious adhesives; |  | Cementitious adhesives are described by characteristics such as classification, open time (minimum) and colour. An example use may be within a swimming pool wall tiling system.
Pr_20_31_02_13 | 20 | 31 | 02 | 13 | Cementitious bonding compounds | セメント系接着剤 |  | 45-50-00/380 Cementitious bonding agents; |  | Cementitious bonding agents are described by characteristics such as material. An example use may be within an internal wall tiling system.
Pr_20_31_02_15 | 20 | 31 | 02 | 15 | Cold-applied bitumen bonding compounds | 冷間塗布ビチューメン結合コンパウンド |  | 45-55-12/360 Cold applied bitumen bonding compounds; |  | Cold applied bitumen bonding compounds are described by characteristics such as material and application temperature. An example use may be within a sport or play paving maintenance system.
Pr_20_31_02_18 | 20 | 31 | 02 | 18 | Cold water pastes | 冷水ペースト |  | 45-50-00/425 Cold water pastes; |  | Cold water pastes are described by characteristics such as class, fungicide and open time (minimum). An example use may be within a rolled covering system.
Pr_20_31_02_21 | 20 | 31 | 02 | 21 | Damp-proof course joint sealer adhesives | 防湿コースジョイントシーラー接着剤
Pr_20_31_02_26 | 20 | 31 | 02 | 26 | Epoxy resin-based adhesives | エポキシ樹脂系接着剤 |  | 45-50-00/330 Epoxy resin-based adhesives; |  | Epoxy resin-based adhesives are described by characteristics such as form, classification and open time (minimum). An example use may be within a swimming pool wall tiling system.
Pr_20_31_02_28 | 20 | 31 | 02 | 28 | Epoxy resin-based bonding compounds | エポキシ樹脂ベースの接着剤 |  | 45-50-00/385 Epoxy resin-based bonding agents; |  | Epoxy resin-based bonding agents are described by characteristics such as form, fire resistance and solvent free. An example use may be within a bonded calcium sulfate-based screed system.
Pr_20_31_02_29 | 20 | 31 | 02 | 29 | Epoxy resin ballast glues | エポキシ樹脂バラスト接着剤
Pr_20_31_02_35 | 20 | 31 | 02 | 35 | Gypsum-based adhesives | 石膏系接着剤 |  | 45-50-00/335 Gypsum-based adhesives; |  | Gypsum-based adhesives are described by characteristics such as form, open time (minimum) and colour. An example use may be within a gypsum board casing system.
Pr_20_31_02_36 | 20 | 31 | 02 | 36 | Heavy-duty pastes | 頑丈なペースト |  | 45-50-00/430 Heavy duty pastes; |  | Heavy duty pastes are described by characteristics such as class, fungicide and open time (minimum). An example use may be within a rolled covering system.
Pr_20_31_02_37 | 20 | 31 | 02 | 37 | Hot-applied bitumen bonding compounds | 熱間塗布ビチューメン結合コンパウンド |  | 45-55-12/370 Hot applied bitumen bonding compounds; |  | Hot applied bitumen bonding compounds are described by characteristics such as bitumen modification and application temperature. An example use may be within a masonry internal leaf system.
Pr_20_31_02_38 | 20 | 31 | 02 | 38 | High-performance ready-mixed adhesives | 高性能レディミックス接着剤 |  | 45-50-00/435 High performance, ready mixed adhesives; |  | High performance, ready mixed adhesives are described by characteristics such as class, fungicide and total vocs (maximum). An example use may be within a rolled covering system.
Pr_20_31_02_50 | 20 | 31 | 02 | 50 | Masonry injection resins | 組積造用射出樹脂 |  | 45-55-70/320 Injection resin; |  | Injection resin are described by characteristics such as composition. An example use may be within a masonry repair system.
Pr_20_31_02_52 | 20 | 31 | 02 | 52 | Modified silane (MS) polymer adhesives | 変性シラン（MS）ポリマー接着剤 |  | 45-50-00/340 Modified silane (MS) polymer adhesives; |  | Modified silane (ms) polymer adhesives are described by characteristics such as form, open time (minimum) and colour. An example use may be within a rigid sheet partition system.
Pr_20_31_02_56 | 20 | 31 | 02 | 56 | Natural rubber-based and latex adhesives | 天然ゴムベースのラテックス接着剤 |  | 45-50-00/345 Natural rubber-based and latex adhesives; |  | Natural rubber-based and latex adhesives are described by characteristics such as form, open time (minimum) and colour. An example use may be within a zinc sheet roof covering system.
Pr_20_31_02_57 | 20 | 31 | 02 | 57 | Non-bitumen-based bonding compounds | 非ビチューメンベースの接着剤 |  | 45-50-00/405 Non bitumen-based bonding compounds; |  | Non bitumen-based bonding compounds are described by characteristics such as base. An example use may be within an insulation and waterproofing system for retrofitted living roofs.
Pr_20_31_02_59 | 20 | 31 | 02 | 59 | Overlap and border adhesives | オーバーラップおよびボーダー接着剤 |  | 45-50-00/437 Overlap and border adhesive; |  | Overlap and border adhesive are described by characteristics such as fungicide and total vocs (maximum). An example use may be within a rolled covering system.
Pr_20_31_02_60 | 20 | 31 | 02 | 60 | Parchment size | 羊皮紙のサイズ |  | 45-35-84/450 Parchment size; |  | Parchment size are described by characteristics such as composition. An example use may be within an oil gilding system.
Pr_20_31_02_61 | 20 | 31 | 02 | 61 | Phenolic, resorcinol and formaldehyde-based resin (PRF) thermosetting adhesives | フェノール、レゾルシノール、ホルムアルデヒドベースの樹脂（PRF）熱硬化性接着剤 |  | 45-50-00/350 Phenolic, resorcinolic and formaldehyde-based resin (PRF) thermosetting adhesives; |  | Phenolic, resorcinolic and formaldehyde-based resin (prf) thermosetting adhesives are described by characteristics such as form, class and open time (minimum). An example use may be within a battened wood-based rigid sheet floating floor system.
Pr_20_31_02_62 | 20 | 31 | 02 | 62 | Polyurethane (PUR) adhesives | ポリウレタン（PUR）接着剤 |  | 45-50-00/355 Polyurethane adhesives; |  | Polyurethane adhesives are described by characteristics such as form, classification and open time (minimum). An example use may be within an edge-fixed carpeting system.
Pr_20_31_02_63 | 20 | 31 | 02 | 63 | Polyurethane (PUR) ballast reinforcement | ポリウレタン（PUR）バラスト補強
Pr_20_31_02_64 | 20 | 31 | 02 | 64 | Polyurethane (PUR) based resin binders | ポリウレタン（PUR）ベースの樹脂バインダー |  | 45-50-00/415 Polyurethane-based resin binders; |  | Polyurethane-based resin binders are described by characteristics such as fire resistance and solvent free.
Pr_20_31_02_65 | 20 | 31 | 02 | 65 | Polyvinyl acetate (PVAc) adhesives | ポリ酢酸ビニル（PVAc）接着剤 |  | 45-50-00/360 Polyvinyl acetate (PVAc) adhesives; |  | Polyvinyl acetate (pvac) adhesives are described by characteristics such as class, open time (minimum) and colour. An example use may be within a battened wood-based rigid sheet floating floor system.
Pr_20_31_02_66 | 20 | 31 | 02 | 66 | Polyvinyl acetate (PVAc) bonding compounds | ポリ酢酸ビニル（PVAc）接着剤 |  | 45-50-00/390 Polyvinyl acetate (PVAc) bonding agents;
Pr_20_31_02_71 | 20 | 31 | 02 | 71 | Resin binders | 樹脂バインダー |  | 45-55-12/400 Resin binders; |  | Resin binders are described by characteristics such as material, formulation and colour. An example use may be within a sport or play paving maintenance system.
Pr_20_31_02_76 | 20 | 31 | 02 | 76 | Sodium silicate binders | ケイ酸ナトリウムバインダー
Pr_20_31_02_80 | 20 | 31 | 02 | 80 | Solvent-based synthetic rubber resin adhesives | 溶剤系合成ゴム樹脂接着剤 |  | 45-50-00/365 Solvent-based synthetic rubber resin adhesives; |  | Solvent-based synthetic rubber resin adhesives are described by characteristics such as form, open time (minimum) and colour. An example use may be within an edge-fixed carpeting system.
Pr_20_31_02_81 | 20 | 31 | 02 | 81 | Solvent-free cellulose adhesives | 無溶剤セルロース接着剤 |  | 45-50-00/440 Solvent-free cellulose adhesives; |  | Solvent-free cellulose adhesives are described by characteristics such as form, class and solvent free.
Pr_20_31_02_82 | 20 | 31 | 02 | 82 | Solvent-free synthetic rubber resin adhesives | 無溶剤型合成ゴム樹脂接着剤
Pr_20_31_02_84 | 20 | 31 | 02 | 84 | Styrene butadiene rubber (SBR) bonding compounds | スチレンブタジエンゴム（SBR）接着剤 |  | 45-50-00/395 Styrene butadiene rubber (SBR) bonding agents; |  | Styrene butadiene rubber (sbr) bonding agents are described by characteristics such as third party product certification. An example use may be within an external floor tiling system.
Pr_20_31_02_85 | 20 | 31 | 02 | 85 | Synthetic bonding compounds | 合成結合化合物 |  | 45-35-50/370 Synthetic bonding compound; |  | Synthetic bonding compound are described by characteristics such as base material and application temperature.
Pr_20_31_02_89 | 20 | 31 | 02 | 89 | Tile adhesives | タイル接着剤 |  | 45-50-00/312 Tile adhesives; |  | Tile adhesives are described by characteristics such as class, open time (minimum) and colour.
Pr_20_31_02_94 | 20 | 31 | 02 | 94 | Vermiculite-based adhesives | バーミキュライトベースの接着剤 |  | 45-50-00/375 Vermiculite-based adhesives; |  | Vermiculite-based adhesives are described by characteristics such as colour and fire resistance.
Pr_20_31_02_95 | 20 | 31 | 02 | 95 | Vinyl adhesives | ビニール接着剤 |  | 45-50-00/445 Vinyl adhesives; |  | Vinyl adhesives are described by characteristics such as base, fungicide and total vocs (maximum). An example use may be within a rolled covering system.
Pr_20_31_02_97 | 20 | 31 | 02 | 97 | Welding paste and solvents | 溶接ペーストと溶剤
Pr_20_31_03 | 20 | 31 | 03 |  | Admixtures | 混和剤 |  |  |  | Air entraining/plasticizing admixture for concrete are described by characteristics such as performance requirements and dosage (% by weight).
Pr_20_31_03_01 | 20 | 31 | 03 | 01 | Adherence proofing concrete admixtures | 付着防止コンクリート混和剤
Pr_20_31_03_02 | 20 | 31 | 03 | 02 | Air entraining and plasticizing concrete admixtures | 空気連行およびコンクリート混和剤の可塑化 |  | 45-55-04/320 Air entraining/plasticizing admixture for concrete; |  | Air entraining/plasticizing admixture for concrete are described by characteristics such as performance requirements and dosage (% by weight).
Pr_20_31_03_03 | 20 | 31 | 03 | 03 | Air entraining and plasticizing mortar and screed admixtures | モルタルおよびスクリード混和剤の空気連行および可塑化 |  | 45-55-04/325 Air entraining/ plasticizing admixture for mortars and screeds; |  | Air entraining/ plasticizing admixture for mortars and screeds are described by characteristics such as performance requirements and dosage (% by weight).
Pr_20_31_03_15 | 20 | 31 | 03 | 15 | Concrete expanding agents | コンクリート膨張剤
Pr_20_31_03_16 | 20 | 31 | 03 | 16 | Concrete foaming agents | コンクリート発泡剤 |  | 45-55-04/330 Foaming agent for concrete; |  | Foaming agent for concrete are described by characteristics such as chemical form.
Pr_20_31_03_17 | 20 | 31 | 03 | 17 | Corrosion inhibiting admixtures | 防食剤 |  | 45-55-04/392 Corrosion inhibiting admixture; |  | Corrosion inhibiting admixture are described by characteristics such as dosage.
Pr_20_31_03_31 | 20 | 31 | 03 | 31 | Frost-proofing concrete admixtures | 凍結防止コンクリート混和剤
Pr_20_31_03_36 | 20 | 31 | 03 | 36 | Hardening and accelerating concrete admixtures | コンクリート混和剤の硬化と加速 |  | 45-55-04/335 Hardening accelerating admixture for concrete; |  | Hardening accelerating admixture for concrete are described by characteristics such as performance requirements.
Pr_20_31_03_38 | 20 | 31 | 03 | 38 | High-range water-reducing and superplasticizing concrete admixtures | 広範囲の減水および超可塑化コンクリート混和剤 |  | 45-55-04/340 High range water reducing/ superplasticizing admixture for concrete; |  | High range water reducing/ superplasticizing admixture for concrete are described by characteristics such as performance requirements.
Pr_20_31_03_52 | 20 | 31 | 03 | 52 | Mid-range water-reducing and superplasticizing concrete admixtures | 中程度の減水および超可塑化コンクリート混和剤 |  | 45-55-04/342 Mid range water reducing/ superplasticizing admixture for concrete; |  | Mid range water reducing/ superplasticizing admixture for concrete are described by characteristics such as performance requirements.
Pr_20_31_03_58 | 20 | 31 | 03 | 58 | Oil proofing concrete admixtures | 耐油コンクリート混和剤
Pr_20_31_03_64 | 20 | 31 | 03 | 64 | Polymer admixtures | ポリマー混和剤 |  | 45-55-04/367 Polymer admixture;
Pr_20_31_03_76 | 20 | 31 | 03 | 76 | Set-accelerating concrete admixtures | 硬化促進コンクリート混和剤 |  | 45-55-04/345 Set accelerating admixture for concrete; |  | Set accelerating admixture for concrete are described by characteristics such as performance requirements.
Pr_20_31_03_77 | 20 | 31 | 03 | 77 | Set-accelerating, water-reducing and plasticizing concrete admixtures | 硬化促進、減水および可塑化コンクリート混和剤 |  | 45-55-04/350 Set accelerating/ water reducing/ plasticizing admixture for concrete; |  | Set accelerating/ water reducing/ plasticizing admixture for concrete are described by characteristics such as performance requirements.
Pr_20_31_03_78 | 20 | 31 | 03 | 78 | Set-retarding concrete, mortar and plaster admixtures | コンクリート、モルタル、石膏の混和材 |  | 45-55-04/355 Set retarding admixture for concrete, mortar and plaster; |  | Set retarding admixture for concrete, mortar and plaster are described by characteristics such as performance requirements and type of set retarding admixture.
Pr_20_31_03_79 | 20 | 31 | 03 | 79 | Set-retarding, high-range water-reducing and superplasticizing concrete admixtures | 硬化遅延、高水分減水および超可塑化コンクリート混和剤 |  | 45-55-04/365 Set retarding/ high range water reducing/ superplasticizing admixture for concrete; |  | Set retarding/ high range water reducing/ superplasticizing admixture for concrete are described by characteristics such as performance requirements.
Pr_20_31_03_80 | 20 | 31 | 03 | 80 | Set-retarding, water-reducing and plasticizing concrete admixtures | 硬化遅延、減水、可塑化コンクリート混和剤 |  | 45-55-04/360 Set retarding/ water reducing/ plasticizing admixture for concrete; |  | Set retarding/ water reducing/ plasticizing admixture for concrete are described by characteristics such as performance requirements.
Pr_20_31_03_84 | 20 | 31 | 03 | 84 | Sprayed concrete admixtures | 吹付けコンクリート混和剤 |  | 45-55-04/315 Admixtures for sprayed concrete; |  | Admixtures for sprayed concrete are described by characteristics such as type of admixture.
Pr_20_31_03_94 | 20 | 31 | 03 | 94 | Viscosity modifying admixtures | 粘度調整混和剤 |  | 45-55-04/390 Viscosity modifying admixture; |  | Viscosity modifying admixture are described by characteristics such as performance requirements.
Pr_20_31_03_95 | 20 | 31 | 03 | 95 | Waterproofing concrete admixtures | コンクリート混和材の防水
Pr_20_31_03_96 | 20 | 31 | 03 | 96 | Waterproofing mortar admixtures | 防水モルタル混和剤 |  | 45-55-04/385 Waterproofing admixture; |  | Waterproofing admixture are described by characteristics such as performance requirements, third party product certification and dosage (% by weight). An example use may be within a cementitious proprietary mortar slurry tanking system.
Pr_20_31_03_97 | 20 | 31 | 03 | 97 | Water-reducing and plasticizing concrete admixtures | 減水および可塑化コンクリート混和剤 |  | 45-55-04/370 Water reducing/plasticizing admixture for concrete; |  | Water reducing/plasticizing admixture for concrete are described by characteristics such as performance requirements.
Pr_20_31_03_98 | 20 | 31 | 03 | 98 | Water-retaining concrete admixtures | 保水性コンクリート混和剤 |  | 45-55-04/380 Water retaining admixture for concrete; |  | Water retaining admixture for concrete are described by characteristics such as performance requirements.
Pr_20_31_04 | 20 | 31 | 04 |  | Aggregates | 骨材 |  |  |  | Air cooled steel slag are described by characteristics such as recycled content.
Pr_20_31_04_01 | 20 | 31 | 04 | 01 | Air-cooled steel slag | 空冷製鋼スラグ |  | 45-55-06/370 Air cooled steel slag; |  | Air cooled steel slag are described by characteristics such as recycled content.
Pr_20_31_04_02 | 20 | 31 | 04 | 02 | All-in normal and heavyweight aggregates | オールインの通常および重量の集合体 |  | 45-55-06/312 All-in normal and heavyweight aggregates for concrete; |  | All-in normal and heavyweight aggregates for concrete are described by characteristics such as source, standards and material.
Pr_20_31_04_04 | 20 | 31 | 04 | 04 | Armourstone coarse aggregates | アーマーストーン粗骨材 |  | 45-55-06/310 Armourstone coarse aggregates; |  | Armourstone coarse aggregates are described by characteristics such as source, standards and material.
Pr_20_31_04_05 | 20 | 31 | 04 | 05 | Barytes aggregates | バライト骨材
Pr_20_31_04_06 | 20 | 31 | 04 | 06 | Base, bed and fill all-in aggregates | ベース、ベッドアンドフィルオールインアグリゲート |  | 45-55-06/304 All-in aggregates for bases, beds and fill; |  | All-in aggregates for bases, beds and fill are described by characteristics such as source, standards and material. An example use may be within a boardwalk system.
Pr_20_31_04_07 | 20 | 31 | 04 | 07 | Base, bed and fill coarse aggregates | 粗骨材をベース、ベッド、充填 |  | 45-55-06/306 Coarse aggregates for bases, beds and fill; |  | Coarse aggregates for bases, beds and fill are described by characteristics such as source, standards and material. An example use may be within a fin drain piped system for land drainage.
Pr_20_31_04_08 | 20 | 31 | 04 | 08 | Base, bed and fill fine aggregates | 細骨材をベース、ベッド、充填 |  | 45-55-06/308 Fine aggregates for bases, beds and fill; |  | Fine aggregates for bases, beds and fill are described by characteristics such as source, standards and material. An example use may be within a timber retaining wall system.
Pr_20_31_04_09 | 20 | 31 | 04 | 09 | Blinding coarse aggregates | 粗骨材のブラインド |  | 45-55-06/332 Coarse aggregates for blinding; |  | Coarse aggregates for blinding are described by characteristics such as source, standards and material. An example use may be within an unframed straw bale wall system.
Pr_20_31_04_10 | 20 | 31 | 04 | 10 | Blinding fine aggregates | 細骨材のブラインド |  | 45-55-06/334 Fine aggregates for blinding; |  | Fine aggregates for blinding are described by characteristics such as source, standards and material. An example use may be within an in situ reinforced concrete raft foundation system.
Pr_20_31_04_11 | 20 | 31 | 04 | 11 | Bonded surfacing decorative aggregates | 接着表面仕上げ装飾骨材 |  | 45-55-06/340 Decorative aggregates for bonded surfacing; |  | Decorative aggregates for bonded surfacing are described by characteristics such as source, material and particle shape. An example use may be within a reinforced bitumen membrane warm roof covering system.
Pr_20_31_04_13 | 20 | 31 | 04 | 13 | Coarse general aggregates | 粗い骨材 |  | 45-55-06/346 Coarse general aggregates; |  | Coarse general aggregates are described by characteristics such as source, material and particle shape. An example use may be within a semi-intensive green roof system.
Pr_20_31_04_15 | 20 | 31 | 04 | 15 | Coarse lightweight aggregates for concrete and mortar | コンクリートおよびモルタル用の粗い軽量骨材 |  | 45-55-06/318 Coarse lightweight aggregates for concrete and mortar; |  | Coarse lightweight aggregates for concrete and mortar are described by characteristics such as source, standards and material.
Pr_20_31_04_16 | 20 | 31 | 04 | 16 | Coarse normal and heavyweight aggregates | 粗い通常および重い骨材 |  | 45-55-06/314 Coarse normal and heavyweight aggregates for concrete; |  | Coarse normal and heavyweight aggregates for concrete are described by characteristics such as source, standards and material.
Pr_20_31_04_20 | 20 | 31 | 04 | 20 | Crushed stone aggregates | 砕石骨材
Pr_20_31_04_25 | 20 | 31 | 04 | 25 | Expanded clay lightweight aggregates | 膨張粘土軽量骨材 |  | 45-55-06/352 Lightweight general aggregates; |  | Lightweight general aggregates are described by characteristics such as source, material and particle shape. An example use may be within an internal planter system.
Pr_20_31_04_26 | 20 | 31 | 04 | 26 | Expanded glass aggregates | 発泡ガラス骨材
Pr_20_31_04_27 | 20 | 31 | 04 | 27 | Expanded slag aggregates | 拡張スラグ骨材
Pr_20_31_04_28 | 20 | 31 | 04 | 28 | Expanded slate aggregates | 膨張したスレート骨材
Pr_20_31_04_29 | 20 | 31 | 04 | 29 | Fine aggregates | 細骨材 |  | 45-55-06/365 Fine aggregates for water filtration; |  | Fine aggregates for water filtration are described by characteristics such as supplier, material and aggregate size.
Pr_20_31_04_30 | 20 | 31 | 04 | 30 | Fine general aggregates | 細かい一般骨材 |  | 45-55-06/348 Fine general aggregates; |  | Fine general aggregates are described by characteristics such as source, material and aggregate size. An example use may be within a suds sand filter bed surface system.
Pr_20_31_04_31 | 20 | 31 | 04 | 31 | Fine lightweight aggregates for concrete and mortar | コンクリートとモルタル用の細かい軽量骨材 |  | 45-55-06/320 Fine lightweight aggregates for concrete and mortar; |  | Fine lightweight aggregates for concrete and mortar are described by characteristics such as source, standards and material.
Pr_20_31_04_32 | 20 | 31 | 04 | 32 | Fine normal and heavyweight aggregates | 細かい通常および重量の骨材 |  | 45-55-06/316 Fine normal and heavyweight aggregates for concrete; |  | Fine normal and heavyweight aggregates for concrete are described by characteristics such as source, standards and material. An example use may be within a cementitious site-batched-and-mixed mortar tanking system.
Pr_20_31_04_35 | 20 | 31 | 04 | 35 | Granular cork aggregates | 粒状コルク骨材
Pr_20_31_04_42 | 20 | 31 | 04 | 42 | Iron ore aggregates | 鉄鉱石の骨材
Pr_20_31_04_44 | 20 | 31 | 04 | 44 | Jointing fine aggregates | 細骨材の接合 |  | 45-55-06/336 Fine aggregates for jointing; |  | Fine aggregates for jointing are described by characteristics such as source, standards and material. An example use may be within a demarcation paving system.
Pr_20_31_04_46 | 20 | 31 | 04 | 46 | Laying course fine aggregates | コース細骨材を敷設 |  | 45-55-06/330 Fine aggregates for laying courses; |  | Fine aggregates for laying courses are described by characteristics such as source, standards and material. An example use may be within a small unit paving overlay system.
Pr_20_31_04_48 | 20 | 31 | 04 | 48 | Loose surfacing decorative aggregates | 緩やかな表面装飾骨材 |  | 45-55-06/342 Decorative aggregates for loose surfacing; |  | Decorative aggregates for loose surfacing are described by characteristics such as source, material and particle shape. An example use may be within an informal pond system.
Pr_20_31_04_51 | 20 | 31 | 04 | 51 | Mortar aggregates | モルタル骨材 |  | 45-55-06/322 All-in aggregates for mortars; |  | All-in aggregates for mortars are described by characteristics such as source, standards and material.
Pr_20_31_04_52 | 20 | 31 | 04 | 52 | Mortar coarse aggregates | モルタル粗骨材 |  | 45-55-06/324 Coarse aggregates for mortars; |  | Coarse aggregates for mortars are described by characteristics such as source, standards and material.
Pr_20_31_04_53 | 20 | 31 | 04 | 53 | Mortar fine aggregates | モルタル細骨材 |  | 45-55-06/326 Fine aggregates for mortars; |  | Fine aggregates for mortars are described by characteristics such as source, standards and material. An example use may be within a cementitious site-batched-and-mixed mortar tanking system.
Pr_20_31_04_56 | 20 | 31 | 04 | 56 | Natural stone aggregates | 天然石骨材 |  | 45-55-06/310 Armourstone coarse aggregates; |  | Armourstone coarse aggregates are described by characteristics such as source, standards and material.
Pr_20_31_04_57 | 20 | 31 | 04 | 57 | Natural stone dusts | 天然石粉 |  | 45-55-06/327 Natural stone dust; |  | Natural stone dust are described by characteristics such as supplied by, appearance and denomination.
Pr_20_31_04_59 | 20 | 31 | 04 | 59 | Oyster shells | カキ殻 |  | 45-55-18/445 Oyster shells; |  | Oyster shells are described by characteristics such as supplier and quality. An example use may be within a masonry repair system.
Pr_20_31_04_60 | 20 | 31 | 04 | 60 | Pea gravel | エンドウ砂利
Pr_20_31_04_61 | 20 | 31 | 04 | 61 | Perlite aggregates | パーライト骨材 |  | 45-55-06/352 Lightweight general aggregates; |  | Lightweight general aggregates are described by characteristics such as source, material and particle shape. An example use may be within an internal planter system.
Pr_20_31_04_62 | 20 | 31 | 04 | 62 | Permeable laying course aggregates | 浸透性敷設コースの集計 |  | 45-55-06/328 Aggregates for permeable laying courses; |  | Aggregates for permeable laying courses are described by characteristics such as source, standards and material. An example use may be within an intensive green roof system.
Pr_20_31_04_71 | 20 | 31 | 04 | 71 | Recycled lightweight aggregates | リサイクルされた軽量骨材 |  | 45-55-06/352 Lightweight general aggregates; |  | Lightweight general aggregates are described by characteristics such as source, material and particle shape. An example use may be within an internal planter system.
Pr_20_31_04_72 | 20 | 31 | 04 | 72 | Recycled rubber granules | リサイクルゴム顆粒 |  | 45-55-06/350 Recycled rubber granules; |  | Recycled rubber granules are described by characteristics such as source, granule size and washing. An example use may be within a synthetic grass surfacing system.
Pr_20_31_04_77 | 20 | 31 | 04 | 77 | Scrap iron aggregates | 鉄の骨材
Pr_20_31_04_79 | 20 | 31 | 04 | 79 | Single sized aggregates | 単一サイズの骨材 |  | 45-55-06/360 Single sized aggregates for biological filtration; |  | Single sized aggregates for biological filtration are described by characteristics such as supplier, material and geometrical properties.
Pr_20_31_04_80 | 20 | 31 | 04 | 80 | Soil amelioration aggregates | 土壌改良骨材 |  | 45-55-06/338 Aggregates for soil amelioration; |  | Aggregates for soil amelioration are described by characteristics such as source and materials. An example use may be within a semi-intensive green roof system.
Pr_20_31_04_85 | 20 | 31 | 04 | 85 | Surface dressing aggregates | 表面ドレッシング骨材 |  | 45-55-06/302 Aggregates for surface dressings; |  | Aggregates for surface dressings are described by characteristics such as source, standards and material. An example use may be within an artificial planting system.
Pr_20_31_04_86 | 20 | 31 | 04 | 86 | Surface treatment fine aggregates | 表面処理細骨材 |  | 45-55-06/344 Fine aggregates for surface treatment; |  | Fine aggregates for surface treatment are described by characteristics such as source, material and aggregate size. An example use may be within a single layer cold roof covering system.
Pr_20_31_04_94 | 20 | 31 | 04 | 94 | Vermiculite aggregates | バーミキュライト骨材 |  | 45-55-06/352 Lightweight general aggregates; |  | Lightweight general aggregates are described by characteristics such as source, material and particle shape. An example use may be within an internal planter system.
Pr_20_31_12 | 20 | 31 | 12 |  | Cements and limes | セメントとライム
Pr_20_31_12_11 | 20 | 31 | 12 | 11 | Calcium aluminate cements | アルミン酸カルシウムセメント |  | 45-55-18/310 Calcium aluminate cement;
Pr_20_31_12_13 | 20 | 31 | 12 | 13 | Cement replacement materials | セメント代替材料 |  | 45-55-18/320 Cement/cement replacement materials; |  | Cement/cement replacement materials are described by characteristics such as supplied by and type of replacement material.
Pr_20_31_12_38 | 20 | 31 | 12 | 38 | Hydrated limes | 消石灰
Pr_20_31_12_39 | 20 | 31 | 12 | 39 | Hydraulic limes | 油圧ライム |  | 45-55-18/430 Lime with hydraulic properties; |  | Lime with hydraulic properties are described by characteristics such as supplied by, source and type of hydraulic lime.
Pr_20_31_12_50 | 20 | 31 | 12 | 50 | Masonry cements | 石積みセメント |  | 45-55-18/340 Masonry cement; |  | Masonry cement are described by characteristics such as designation.
Pr_20_31_12_57 | 20 | 31 | 12 | 57 | Non-hydraulic lime putties | 非油圧ライムパテ |  | 45-55-18/450 Ready prepared non-hydraulic lime putty; |  | Ready prepared non-hydraulic lime putty for use in lime: sand mortars are described by characteristics such as maturation period before use (minimum).
Pr_20_31_12_58 | 20 | 31 | 12 | 58 | Non-hydraulic limes | 非油圧ライム |  | 45-55-18/440 Non-hydraulic lime; |  | Non-hydraulic lime are described by characteristics such as notation.
Pr_20_31_12_60 | 20 | 31 | 12 | 60 | Portland cements | ポルトランドセメント |  | 45-55-18/350 Portland cement; |  | Portland cement are described by characteristics such as cement type and strength class. An example use may be within a slurry surfacing overlay system.
Pr_20_31_12_69 | 20 | 31 | 12 | 69 | Quicklime | 生石灰
Pr_20_31_12_80 | 20 | 31 | 12 | 80 | Special purpose cements | 特殊用途セメント
Pr_20_31_12_86 | 20 | 31 | 12 | 86 | Sulfate-resisting Portland cements | 硫酸塩耐性ポルトランドセメント |  | 45-55-18/360 Sulfate-resisting Portland cement; |  | Sulfate-resisting portland cement are described by characteristics such as third party product certification and strength class. An example use may be within a cementitious site-batched-and-mixed mortar tanking system.
Pr_20_31_16 | 20 | 31 | 16 |  | Concretes | コンクリート |  |  |  | Cement bound granular mixtures are described by characteristics such as supplied by, designation of cbgm to specification for highway works and designation of cbgm to bs en 14227-1. An example use may be within a porous asphalt concrete paving system.
Pr_20_31_16_12 | 20 | 31 | 16 | 12 | Cement-bound granular mixtures | セメント結合粒状混合物 |  | 45-55-20/310 Cement bound granular mixtures; |  | Cement bound granular mixtures are described by characteristics such as supplied by, designation of cbgm to specification for highway works and designation of cbgm to bs en 14227-1. An example use may be within a porous asphalt concrete paving system.
Pr_20_31_16_21 | 20 | 31 | 16 | 21 | Designated concrete | 指定コンクリート |  | 45-55-20/330 Designated concrete; |  | Designated concrete are described by characteristics such as supplied by, standards and concrete designation. An example use may be within an in situ reinforced concrete diaphragm retaining wall system.
Pr_20_31_16_22 | 20 | 31 | 16 | 22 | Designed concrete | 設計されたコンクリート |  | 45-55-20/325 Designed concrete; |  | Designed concrete are described by characteristics such as supplied by, standards and compressive strength class. An example use may be within an in situ reinforced concrete diaphragm retaining wall system.
Pr_20_31_16_29 | 20 | 31 | 16 | 29 | Fine bedding concretes | 細かい寝具のコンクリート |  | 45-55-20/390 Ready-to-use fine concrete for bedding; |  | Ready-to-use fine concrete for bedding are described by characteristics such as standard/ performance requirements and consistency. An example use may be within a suds open channel conveyance system.
Pr_20_31_16_30 | 20 | 31 | 16 | 30 | Fly ash bound mixtures | フライアッシュ結合混合物 |  | 45-55-20/312 Fly ash bound mixtures; |  | Fly ash bound mixtures are described by characteristics such as supplied by, designation and cement.
Pr_20_31_16_31 | 20 | 31 | 16 | 31 | Foamed concrete | 発泡コンクリート |  | 45-55-10/370 Polymer modified levelling screed mix; |  | Polymer modified levelling screed mix are described by characteristics such as cement, cement additions and coarse aggregate. An example use may be within a bonded or partially bonded cementitious levelling screed system.
Pr_20_31_16_37 | 20 | 31 | 16 | 37 | High strength concrete | 高強度コンクリート |  | 45-55-10/370 Polymer modified levelling screed mix; |  | Polymer modified levelling screed mix are described by characteristics such as cement, cement additions and coarse aggregate. An example use may be within a bonded or partially bonded cementitious levelling screed system.
Pr_20_31_16_39 | 20 | 31 | 16 | 39 | Hydraulic road binder bound mixtures | 油圧道路バインダー結合混合物 |  | 45-55-20/316 Hydraulic road binder bound mixtures; |  | Hydraulic road binder bound mixtures are described by characteristics such as supplied by, designation of hrbbm to specification for highway works and designation.
Pr_20_31_16_56 | 20 | 31 | 16 | 56 | Normal-class concretes | 普通級コンクリート
Pr_20_31_16_66 | 20 | 31 | 16 | 66 | Pre-blended concretes | プレブレンドコンクリート |  | 45-55-20/340 Pre-blended concrete; |  | Pre-blended concrete are described by characteristics such as shelf life of pre-blended concrete. An example use may be within an above ground wastewater drainage system with internal stacks.
Pr_20_31_16_67 | 20 | 31 | 16 | 67 | Prescribed concrete | 処方コンクリート |  | 45-55-20/335 Prescribed concrete; |  | Prescribed concrete are described by characteristics such as supplied by, standards and embedded metal. An example use may be within an in situ reinforced concrete diaphragm retaining wall system.
Pr_20_31_16_68 | 20 | 31 | 16 | 68 | Proprietary concretes | 独自のコンクリート |  | 45-55-20/370 Proprietary concrete; |  | Proprietary concrete are described by characteristics such as third party accreditation, standards and compressive strength. An example use may be within an in situ concrete cased displacement piling system.
Pr_20_31_16_70 | 20 | 31 | 16 | 70 | Resin concretes | 樹脂コンクリート
Pr_20_31_16_72 | 20 | 31 | 16 | 72 | Roman concretes | ローマのコンクリート
Pr_20_31_16_76 | 20 | 31 | 16 | 76 | Self-compacting concretes | 自己圧縮コンクリート |  | 45-55-10/370 Polymer modified levelling screed mix; |  | Polymer modified levelling screed mix are described by characteristics such as cement, cement additions and coarse aggregate. An example use may be within a bonded or partially bonded cementitious levelling screed system.
Pr_20_31_16_78 | 20 | 31 | 16 | 78 | Slag-bound mixtures | スラグ結合混合物 |  | 45-55-20/314 Slag bound mixtures; |  | Slag bound mixtures are described by characteristics such as supplied by, designation of sbm to specification for highway works and designation.
Pr_20_31_16_80 | 20 | 31 | 16 | 80 | Small-area repair concretes | 小面積補修用コンクリート |  | 45-55-20/320 Concrete for small area repairs; |  | Concrete for small area repairs are described by characteristics such as third party product certification and requirement. An example use may be within a built-in refuse chute system.
Pr_20_31_16_82 | 20 | 31 | 16 | 82 | Special-class performance concretes | 特殊クラスのパフォーマンスコンクリート
Pr_20_31_16_83 | 20 | 31 | 16 | 83 | Special-class prescription concretes | 特別クラスの処方コンクリート
Pr_20_31_16_84 | 20 | 31 | 16 | 84 | Sprayed concretes | 吹き付けコンクリート
Pr_20_31_16_85 | 20 | 31 | 16 | 85 | Standardized prescribed concrete | 標準化された処方コンクリート |  | 45-55-20/400 Standardized prescribed concrete; |  | Standardized prescribed concrete are described by characteristics such as supplied by, standards and concrete designation. An example use may be within a fully-bonded bitumen membrane underslab damp-proofing system.
Pr_20_31_16_92 | 20 | 31 | 16 | 92 | Ultra-high-performance concrete | 超高性能コンクリート |  | 45-55-10/370 Polymer modified levelling screed mix; |  | Polymer modified levelling screed mix are described by characteristics such as cement, cement additions and coarse aggregate. An example use may be within a bonded or partially bonded cementitious levelling screed system.
Pr_20_31_35 | 20 | 31 | 35 |  | Granules and powders | 細粒および粉末 |  |  |  | Fly ash are described by characteristics such as type of fly ash.
Pr_20_31_35_11 | 20 | 31 | 35 | 11 | Carborundum | カーボランダム
Pr_20_31_35_22 | 20 | 31 | 35 | 22 | Diatomaceous earth | 珪藻土
Pr_20_31_35_30 | 20 | 31 | 35 | 30 | Fly ash | フライアッシュ |  | 45-55-04/440 Fly ash; |  | Fly ash are described by characteristics such as type of fly ash.
Pr_20_31_35_33 | 20 | 31 | 35 | 33 | Granulated blast furnace slag | 高炉水砕スラグ |  | 45-55-04/492 Granulated blast furnace slag; |  | Granulated blast furnace slag are described by characteristics such as category of alpha coefficient.
Pr_20_31_35_34 | 20 | 31 | 35 | 34 | Ground granulated blast furnace slag | 粉砕した高炉スラグ |  | 45-55-04/445 Ground granulated blast furnace slag;
Pr_20_31_35_35 | 20 | 31 | 35 | 35 | Gypsum | 石膏 |  | 45-55-04/490 Gypsum; |  | Gypsum are described by characteristics such as caso4.h2o content(maximum) and size(maximum).
Pr_20_31_35_47 | 20 | 31 | 35 | 47 | Limestone fines | 石灰岩の罰金 |  | 45-55-04/450 Limestone fines; |  | Limestone fines are described by characteristics such as supplied by.
Pr_20_31_35_50 | 20 | 31 | 35 | 50 | Marble dust | 大理石粉 |  | 45-55-04/455 Marble dust; |  | Marble dust are described by characteristics such as supplied by and particle size (maximum).
Pr_20_31_35_51 | 20 | 31 | 35 | 51 | Metakaolin | メタカオリン |  | 45-55-04/460 Metakaolin; |  | Metakaolin are described by characteristics such as third party accreditation.
Pr_20_31_35_52 | 20 | 31 | 35 | 52 | Microsilica | マイクロシリカ
Pr_20_31_35_53 | 20 | 31 | 35 | 53 | Mineral pigments | 鉱物顔料 |  | 45-55-04/465 Pigments; |  | Pigments are described by characteristics such as pigment type, colour and colour fastness.
Pr_20_31_35_56 | 20 | 31 | 35 | 56 | Natural pozzolan | 天然ポゾラン
Pr_20_31_35_60 | 20 | 31 | 35 | 60 | Partially ground granulated blast furnace slag | 部分的に粉砕された高炉スラグ |  | 45-55-04/494 Partially ground granulated blast furnace slag; |  | Partially ground granulated blast furnace slag are described by characteristics such as category of fines content.
Pr_20_31_35_62 | 20 | 31 | 35 | 62 | Plaster of Paris | パリの石膏 |  | 45-55-04/470 Plaster of Paris; |  | Plaster of paris are described by characteristics such as classification. An example use may be within a multicoat plaster system.
Pr_20_31_35_75 | 20 | 31 | 35 | 75 | Sawdust | おがくず
Pr_20_31_35_81 | 20 | 31 | 35 | 81 | Silica fume | シリカヒューム |  | 45-55-04/475 Silica fume; |  | Silica fume are described by characteristics such as class of silica fume.
Pr_20_31_35_82 | 20 | 31 | 35 | 82 | Sintered pulverized fuel ash | 焼結粉砕燃料アッシュ
Pr_20_31_35_86 | 20 | 31 | 35 | 86 | Synthetic foam granules | 合成発泡顆粒
Pr_20_31_53 | 20 | 31 | 53 |  | Mortars and grouts | モルタルとグラウト
Pr_20_31_53_08 | 20 | 31 | 53 | 08 | Brick slip adhesive mortars | レンガスリップモルタル |  | 45-55-50/300 Brick slip adhesive mortar;
Pr_20_31_53_10 | 20 | 31 | 53 | 10 | Cement-gauged designed mortars | セメントゲージ設計のモルタル |  | 45-55-50/302 Cement gauged designed mix mortar; |  | Cement gauged designed mix mortar are described by characteristics such as mortar type, mix and admixture. An example use may be within a cold-applied liquid sandwiched tanking system.
Pr_20_31_53_11 | 20 | 31 | 53 | 11 | Cement-gauged mortars | セメントゲージモルタル |  | 45-55-50/303 Cement gauged prescribed mix mortar; |  | Cement gauged prescribed mix mortar are described by characteristics such as mortar type, mix and admixture. An example use may be within a cold-applied liquid sandwiched tanking system.
Pr_20_31_53_12 | 20 | 31 | 53 | 12 | Cementitious and reaction resin grouts | セメント系反応樹脂グラウト |  | 45-55-50/400 Cementitious and reaction resin grout; |  | Cementitious and reaction resin grout are described by characteristics such as classification and designation and colour. An example use may be within an external wall tiling system.
Pr_20_31_53_13 | 20 | 31 | 53 | 13 | Cementitious grouts | セメント系グラウト |  | 45-55-50/405 Cementitious grout; |  | Cementitious grout are described by characteristics such as third party product certification and colour. An example use may be within an external wall tiling system.
Pr_20_31_53_14 | 20 | 31 | 53 | 14 | Cementitious tanking mortars | セメント質の迫撃砲 |  | 45-55-50/305 Cementitious tanking mortar; |  | Cementitious tanking mortar are described by characteristics such as third party product certification. An example use may be within a cementitious proprietary mortar slurry internal wall damp-proofing system.
Pr_20_31_53_15 | 20 | 31 | 53 | 15 | Concrete repair mortars | コンクリート補修モルタル |  | 45-55-50/350 Repair mortar for concrete; |  | Repair mortar for concrete are described by characteristics such as mortar type and performance requirement class. An example use may be within a soil nailing system.
Pr_20_31_53_16 | 20 | 31 | 53 | 16 | Cementitious tiling grouts | セメント系タイリンググラウト
Pr_20_31_53_18 | 20 | 31 | 53 | 18 | Crystallization active slurry mortars | 結晶化活性スラリーモルタル |  | 45-55-50/460 Crystallization active slurry mortar; |  | Crystallization active slurry mortar are described by characteristics such as third party product certification. An example use may be within a crystallization-active cementitious mortar slurry tanking system.
Pr_20_31_53_26 | 20 | 31 | 53 | 26 | Epoxy mortars | エポキシモルタル |  | 45-55-50/310 Epoxy mortar; |  | Epoxy mortar are described by characteristics such as third party product certification. An example use may be within a natural stone cladding system.
Pr_20_31_53_27 | 20 | 31 | 53 | 27 | Epoxy resin grouts | エポキシ樹脂グラウト |  | 45-55-50/410 Epoxy resin grout; |  | Epoxy resin grout are described by characteristics such as third party product certification and colour. An example use may be within a concrete crack repair system.
Pr_20_31_53_28 | 20 | 31 | 53 | 28 | Epoxy resin-modified cementitious slurries | エポキシ樹脂変性セメント系スラリー |  | 45-55-50/465 Epoxy resin-modified cementitious slurry; |  | Epoxy resin-modified cementitious slurry are described by characteristics such as third party product certification. An example use may be within a concrete repair system.
Pr_20_31_53_30 | 20 | 31 | 53 | 30 | Fibre-reinforced polymer-modified cementitious mortars | 繊維強化ポリマー改質セメント系モルタル |  | 45-55-50/315 Fibre-reinforced polymer-modified cementitious mortar; |  | Fibre-reinforced polymer-modified cementitious mortar are described by characteristics such as third party product certification. An example use may be within a concrete protective coating system.
Pr_20_31_53_31 | 20 | 31 | 53 | 31 | Fire-resisting mortars | 耐火モルタル |  | 45-55-50/320 Fire resisting mortar; |  | Fire resisting mortar are described by characteristics such as material and fire resistance. An example use may be within a precast concrete wall system.
Pr_20_31_53_32 | 20 | 31 | 53 | 32 | General purpose cement:sand mortars | 汎用セメント：砂モルタル
Pr_20_31_53_33 | 20 | 31 | 53 | 33 | Glass block jointing mortars | モルタルを接合するガラスブロック |  | 45-55-50/490 Glass block jointing mortar; |  | Glass block jointing mortar are described by characteristics such as mortar type and colour. An example use may be within an in situ glass block wall system.
Pr_20_31_53_34 | 20 | 31 | 53 | 34 | Glass block pointing mortars | ガラスブロックポインティングモルタル |  | 45-55-50/495 Glass block pointing mortar; |  | Glass block pointing mortar are described by characteristics such as mortar type and colour. An example use may be within an in situ glass block wall system.
Pr_20_31_53_39 | 20 | 31 | 53 | 39 | Hydraulic lime mortars | 油圧石灰モルタル |  | 45-55-50/347 Premixed hydraulic lime mortar; |  | Premixed hydraulic lime mortar are described by characteristics such as mortar type, mix and colour. An example use may be within a mortar repointing system.
Pr_20_31_53_40 | 20 | 31 | 53 | 40 | Injection grouts | 注入グラウト |  | 45-55-50/450 Injection grout; |  | Injection grout are described by characteristics such as grout mix.
Pr_20_31_53_41 | 20 | 31 | 53 | 41 | Injection mortar damp-proof courses | 注入モルタル防湿コース |  | 45-25-20/390 Rising damp injection materials; |  | Rising damp injection materials are described by characteristics such as material, form and third party product certification. An example use may be within a chemical injection damp proof course system.
Pr_20_31_53_42 | 20 | 31 | 53 | 42 | Injection mortars | 注入モルタル |  | 45-55-50/380 Injection mortar; |  | Injection mortar are described by characteristics such as mix type and colour. An example use may be within a mortar repointing system.
Pr_20_31_53_43 | 20 | 31 | 53 | 43 | Intumescent mortars | 膨張モルタル |  | 45-55-50/325 Intumescent mortar; |  | Intumescent mortar are described by characteristics such as material and fire resistance. An example use may be within an above ground wastewater drainage system with external stacks.
Pr_20_31_53_47 | 20 | 31 | 53 | 47 | Lightweight masonry mortars | 軽量石造モルタル |  | 45-55-50/326 Lightweight masonry mortar; |  | Lightweight masonry mortar are described by characteristics such as mortar type, mix and admixture. An example use may be within a masonry repair system.
Pr_20_31_53_50 | 20 | 31 | 53 | 50 | Masonry grout | 石積みグラウト |  | 45-55-50/415 Masonry grout; |  | Masonry grout are described by characteristics such as application and grout type. An example use may be within a masonry repair system.
Pr_20_31_53_52 | 20 | 31 | 53 | 52 | Metal anchor and fixings grouts | 金属アンカーと固定グラウト |  | 45-55-50/420 Metal fixings and anchors grout; |  | Metal fixings and anchors grout are described by characteristics such as grout type and identity requirements. An example use may be within a glass fibre reinforced plastics (grp) cladding system.
Pr_20_31_53_54 | 20 | 31 | 53 | 54 | Mortar repair mortar | モルタル補修モルタル |  | 45-55-50/327 Mortar repairs mortar; |  | Mortar repairs mortar are described by characteristics such as mortar type and colour. An example use may be within a mortar repairs system.
Pr_20_31_53_60 | 20 | 31 | 53 | 60 | Paving jointing mortars | 接合モルタルの舗装 |  | 45-55-50/330 Paving jointing mortar; |  | Paving jointing mortar are described by characteristics such as delivery condition, compressive strength (minimum) and characteristics. An example use may be within a demarcation paving system.
Pr_20_31_53_61 | 20 | 31 | 53 | 61 | Paving laying course mortars | 舗装敷設モルタル |  | 45-55-50/335 Paving laying course mortar; |  | Paving laying course mortar are described by characteristics such as delivery condition, mortar designation and characteristics. An example use may be within a small unit paving overlay system.
Pr_20_31_53_62 | 20 | 31 | 53 | 62 | Paving unit priming slurry mortars | 舗装ユニットプライミングスラリーモルタル |  | 45-55-50/340 Paving unit priming slurry mortar; |  | Paving unit priming slurry mortar are described by characteristics such as delivery condition. An example use may be within a mosaic paving system.
Pr_20_31_53_64 | 20 | 31 | 53 | 64 | Polyester resin grouts | ポリエステル樹脂グラウト |  | 45-55-50/425 Polyester resin grout; |  | Polyester resin grout are described by characteristics such as third party product certification. An example use may be within a concrete crack repair system.
Pr_20_31_53_65 | 20 | 31 | 53 | 65 | Polymer-modified cementitious mortars | ポリマー改質セメント系モルタル |  | 45-55-50/345 Polymer-modified cementitious mortar; |  | Polymer-modified cementitious mortar are described by characteristics such as third party product certification. An example use may be within a concrete protective coating system.
Pr_20_31_53_66 | 20 | 31 | 53 | 66 | Polymer-modified cementitious slurries | ポリマー変性セメント系スラリー |  | 45-55-50/470 Polymer-modified cementitious slurry; |  | Polymer-modified cementitious slurry are described by characteristics such as third party product certification. An example use may be within a concrete repair system.
Pr_20_31_53_71 | 20 | 31 | 53 | 71 | Resin grouts | 樹脂グラウト |  | 45-55-50/430 Resin grout; |  | Resin grout are described by characteristics such as resin type. An example use may be within a timber section repair system.
Pr_20_31_53_76 | 20 | 31 | 53 | 76 | Self-hardening slurry mixes | 自己硬化性スラリーミックス |  | 45-55-50/475 Self-hardening slurry mix; |  | Self-hardening slurry mix are described by characteristics such as requirement in addition to sperw, clause 14.4. An example use may be within a jacked pile underpinning system.
Pr_20_31_53_79 | 20 | 31 | 53 | 79 | Silica grouts | シリカグラウト
Pr_20_31_53_88 | 20 | 31 | 53 | 88 | Thin-layer mortars | 薄層モルタル |  | 45-55-50/355 Thin layer mortar;
Pr_20_31_53_90 | 20 | 31 | 53 | 90 | Thixotropic resin grouts | チキソトロピック樹脂グラウト |  | 45-55-50/435 Thixotropic resin grout; |  | Thixotropic resin grout are described by characteristics such as third party product certification. An example use may be within a concrete crack repair system.
Pr_20_31_53_96 | 20 | 31 | 53 | 96 | Waterproof mortars | 防水モルタル |  | 45-55-50/360 Waterproof mortar; |  | Waterproof mortar are described by characteristics such as mortar type. An example use may be within a masonry roof structure system.
Pr_20_31_56 | 20 | 31 | 56 |  | Natural resins | 天然樹脂
Pr_20_31_56_11 | 20 | 31 | 56 | 11 | Balsam resins | バルサム樹脂
Pr_20_31_56_13 | 20 | 31 | 56 | 13 | Benzoin resins | ベンゾイン樹脂
Pr_20_31_56_16 | 20 | 31 | 56 | 16 | Copal resins | コパル樹脂
Pr_20_31_56_21 | 20 | 31 | 56 | 21 | Damar resins | ダマーレジン
Pr_20_31_56_46 | 20 | 31 | 56 | 46 | Lacquer resins | ラッカー樹脂
Pr_20_31_56_50 | 20 | 31 | 56 | 50 | Mastic resins | マスチック樹脂
Pr_20_31_56_77 | 20 | 31 | 56 | 77 | Shellac resins | セラック樹脂
Pr_20_31_56_91 | 20 | 31 | 56 | 91 | Turpentine resins | テレピン樹脂
Pr_20_31_86 | 20 | 31 | 86 |  | Synthetic resins | 合成樹脂 |  |  |  | Surfacing resin are described by characteristics such as composition and colour. An example use may be within a sport or play paving maintenance system.
Pr_20_31_86_01 | 20 | 31 | 86 | 01 | Acetal resins | アセタール樹脂
Pr_20_31_86_02 | 20 | 31 | 86 | 02 | Acrylic resins | アクリル樹脂 |  | 45-55-70/360 Surfacing resin; |  | Surfacing resin are described by characteristics such as composition and colour. An example use may be within a sport or play paving maintenance system.
Pr_20_31_86_03 | 20 | 31 | 86 | 03 | Acrylonitrile butadiene styrene (ABS) resins | アクリロニトリルブタジエンスチレン（ABS）樹脂
Pr_20_31_86_04 | 20 | 31 | 86 | 04 | Alkyd resins | アルキド樹脂
Pr_20_31_86_27 | 20 | 31 | 86 | 27 | Epoxy resins | エポキシ樹脂 |  | 45-55-70/365 Epoxy resin; |  | Epoxy resin are described by characteristics such as colour. An example use may be within an intumescent casting system.
Pr_20_31_86_28 | 20 | 31 | 86 | 28 | Ethylene vinyl acetate (EVA) resins | エチレン酢酸ビニル（EVA）樹脂
Pr_20_31_86_46 | 20 | 31 | 86 | 46 | Liquid crystal polymer resins | 液晶ポリマー樹脂
Pr_20_31_86_48 | 20 | 31 | 86 | 48 | Long-fibre-reinforced plastics resins | 長繊維強化プラスチック樹脂
Pr_20_31_86_51 | 20 | 31 | 86 | 51 | Melamine formaldehyde (MF) resins | メラミンホルムアルデヒド（MF）樹脂
Pr_20_31_86_58 | 20 | 31 | 86 | 58 | Phenol formaldehyde (PF) resins | フェノールホルムアルデヒド（PF）樹脂 |  | 45-55-70/330 Resins for GRP units; |  | Resins for grp units are described by characteristics such as composition.
Pr_20_31_86_59 | 20 | 31 | 86 | 59 | Polyamide (PA) resins | ポリアミド（PA）樹脂
Pr_20_31_86_60 | 20 | 31 | 86 | 60 | Polycarbonate resins | ポリカーボネート樹脂
Pr_20_31_86_61 | 20 | 31 | 86 | 61 | Polyester resins | ポリエステル樹脂 |  | 45-55-70/330 Resins for GRP units; |  | Resins for grp units are described by characteristics such as composition.
Pr_20_31_86_62 | 20 | 31 | 86 | 62 | Polyethylene (PE) resins | ポリエチレン（PE）樹脂
Pr_20_31_86_63 | 20 | 31 | 86 | 63 | Polyethylene terephthalate (PET) resins | ポリエチレンテレフタレート（PET）樹脂
Pr_20_31_86_64 | 20 | 31 | 86 | 64 | Polyphenylene sulfide resins | ポリフェニレンスルフィド樹脂
Pr_20_31_86_65 | 20 | 31 | 86 | 65 | Polypropylene resins | ポリプロピレン樹脂
Pr_20_31_86_66 | 20 | 31 | 86 | 66 | Polystyrene (PS) resins | ポリスチレン（PS）樹脂
Pr_20_31_86_67 | 20 | 31 | 86 | 67 | Polyurethane (PU) resins | ポリウレタン（PU）樹脂 |  | 45-55-70/360 Surfacing resin; |  | Surfacing resin are described by characteristics such as composition and colour. An example use may be within a sport or play paving maintenance system.
Pr_20_31_86_68 | 20 | 31 | 86 | 68 | Polyvinyl chloride (PVC) resins | ポリ塩化ビニル（PVC）樹脂
Pr_20_31_86_77 | 20 | 31 | 86 | 77 | Silicone resins | シリコーン樹脂
Pr_20_31_86_88 | 20 | 31 | 86 | 88 | Thermoplastic elastomer (TPE) resins | 熱可塑性エラストマー（TPE）樹脂
Pr_20_31_86_92 | 20 | 31 | 86 | 92 | Unsaturated polyester (UP) resins | 不飽和ポリエステル（UP）樹脂
Pr_20_31_86_93 | 20 | 31 | 86 | 93 | Urea formaldehyde (UF) resins | 尿素ホルムアルデヒド（UF）樹脂
Pr_20_31_86_94 | 20 | 31 | 86 | 94 | Vinyl ester resins | ビニルエステル樹脂 |  | 45-55-70/330 Resins for GRP units; |  | Resins for grp units are described by characteristics such as composition.
Pr_20_65 | 20 | 65 |  |  | Prefabricated buildings and structures | プレハブの建物と構造
Pr_20_65_34 | 20 | 65 | 34 |  | Glazed structures | ガラス張り構造 |  |  |  | Glazed structures are described by characteristics such as style, roof and walls. An example use may be within a glazed structures.
Pr_20_65_34_34 | 20 | 65 | 34 | 34 | Glazed enclosures | ガラス張りエンクロージャ |  | 45-05-60/340 Glazed structures; |  | Glazed structures are described by characteristics such as style, roof and walls. An example use may be within a glazed structures.
Pr_20_65_34_51 | 20 | 65 | 34 | 51 | Metal-framed structures | 金属フレーム構造 |  | 45-05-75/350 Metal-framed structures; |  | Metal framed structures are described by characteristics such as size (length x width x height), frame and method of fixing to ground or base. An example use may be within a glazed structures.
Pr_20_65_34_72 | 20 | 65 | 34 | 72 | Roof lanterns | 屋上提灯 |  | 45-05-60/345 Roof lanterns; |  | Roof lanterns are described by characteristics such as shape, form and pitch. An example use may be within a glazed structures.
Pr_20_65_50 | 20 | 65 | 50 |  | Modular products | モジュラー製品 |  |  |  | Bathroom pods are described by characteristics such as performance criteria, external size and frame material. An example use may be within a modular units (pods) system.
Pr_20_65_50_10 | 20 | 65 | 50 | 10 | Bathroom pods | 浴室ポッド |  | 45-05-60/326 Bathroom pods; |  | Bathroom pods are described by characteristics such as performance criteria, external size and frame material. An example use may be within a modular units (pods) system.
Pr_20_65_50_45 | 20 | 65 | 50 | 45 | Kitchen pods | キッチンポッド |  | 45-05-60/328 Kitchen pods; |  | Kitchen pods are described by characteristics such as performance criteria, external size and frame material. An example use may be within a modular units (pods) system.
Pr_20_65_50_63 | 20 | 65 | 50 | 63 | Plant room pods | 植物室ポッド |  | 45-05-60/336 Plant room pods; |  | Plant room pods are described by characteristics such as performance criteria, external size and frame material. An example use may be within a modular units (pods) system.
Pr_20_65_50_65 | 20 | 65 | 50 | 65 | Prefabricated balconies | プレハブバルコニー
Pr_20_65_50_77 | 20 | 65 | 50 | 77 | Serviced pods | サービスポッド |  | 45-05-60/330 Serviced pods; |  | Serviced pods are described by characteristics such as performance criteria, functional purpose and external size. An example use may be within a modular units (pods) system.
Pr_20_65_60 | 20 | 65 | 60 |  | Panelled and framed structure products | パネルおよびフレーム構造製品 |  |  |  | Concrete panelled building are described by characteristics such as external walls, internal walls and suspended floors. An example use may be within a panelled or framed structures.
Pr_20_65_60_15 | 20 | 65 | 60 | 15 | Concrete panelled modules | コンクリートパネル |  | 45-05-60/355 Concrete panelled building; |  | Concrete panelled building are described by characteristics such as external walls, internal walls and suspended floors. An example use may be within a panelled or framed structures.
Pr_20_65_60_17 | 20 | 65 | 60 | 17 | Cross-laminated timber (CLT) panelled modules | クロスラミネート木材（CLT）パネル |  | 45-05-60/360 Cross laminated timber (CLT) panelled building; |  | Cross laminated timber (clt) panelled building are described by characteristics such as timber source, external wall panels and internal walls. An example use may be within a panelled or framed structures.
Pr_20_65_60_47 | 20 | 65 | 60 | 47 | Light-gauge steel floors and roofs | 軽量鉄骨の床と屋根 |  | 45-05-60/380 Light gauge steel floors and roofs; |  | Light gauge steel floors and roofs are described by characteristics such as structural supports, moisture control and insulation. An example use may be within a panelled or framed structures.
Pr_20_65_60_48 | 20 | 65 | 60 | 48 | Light-gauge steel frame panels | 軽量鉄骨パネル |  | 45-05-60/375 Light gauge steel frame walls; |  | Light gauge steel frame walls are described by characteristics such as building manufacturer, frame style and size (length x width x height). An example use may be within a panelled or framed structures.
Pr_20_65_60_60 | 20 | 65 | 60 | 60 | Packaged components | パッケージ化されたコンポーネント |  | 45-05-60/390 Integral components; |  | Integral components are described by characteristics such as integral external components, integral internal components and integral trims. An example use may be within a panelled or framed structures.
Pr_20_65_60_84 | 20 | 65 | 60 | 84 | Structural insulated panel (SIP) modules | 構造断熱パネル（SIP） |  | 45-05-60/364 Structural insulated panels (SIPs) modules; |  | Structural insulated panels (sips) are described by characteristics such as wall location, facing materials and internal wall panels. An example use may be within a structural insulated panels.
Pr_20_65_60_88 | 20 | 65 | 60 | 88 | Timber frame floors and roofs | 木造軸組の床と屋根 |  | 45-05-60/370 Timber frame floors and roofs; |  | Timber frame floors and roofs are described by characteristics such as timber structure, moisture control and insulation. An example use may be within a panelled or framed structures.
Pr_20_65_60_89 | 20 | 65 | 60 | 89 | Timber frame panels | 木材フレームパネル |  | 45-05-60/372 Timber-frame wall panels; |  | Timber frame panels are described by characteristics such as frame style, source and structural supports. An example use may be within a panelled or framed structures.
Pr_20_65_78 | 20 | 65 | 78 |  | Shelter structures | シェルター構造 |  |  |  | Composite panelled shelters are described by characteristics such as shelter description, dimensions and frame. An example use may be within a people shelter system.
Pr_20_65_78_15 | 20 | 65 | 78 | 15 | Composite panelled shelters | 複合パネルシェルター |  | 45-05-75/330 Composite panelled shelters; |  | Composite panelled shelters are described by characteristics such as shelter description, dimensions and frame. An example use may be within a people shelter system.
Pr_20_65_78_34 | 20 | 65 | 78 | 34 | Glazed shelters | ガラス製シェルター |  | 45-05-75/310 Glazed shelters; |  | Glazed shelters are described by characteristics such as shelter description, dimensions and frame. An example use may be within a people shelter system.
Pr_20_65_78_58 | 20 | 65 | 78 | 58 | Open sided shelters | オープンサイドシェルター |  | 45-05-75/315 Open sided shelters; |  | Open sided shelters are described by characteristics such as shelter description, dimensions and frame. An example use may be within a people shelter system.
Pr_20_65_78_77 | 20 | 65 | 78 | 77 | Semi-closed shelters | 半閉鎖シェルター |  | 45-05-75/320 Semi closed shelters; |  | Semi closed shelters are described by characteristics such as shelter description, dimensions and frame. An example use may be within a people shelter system.
Pr_20_65_78_88 | 20 | 65 | 78 | 88 | Timber framed and panelled shelters | 木造の枠付きパネル張りのシェルター |  | 45-05-75/325 Timber framed and panelled shelters; |  | Timber framed and panelled shelters are described by characteristics such as shelter description, dimensions and timber certification. An example use may be within a people shelter system.
Pr_20_65_95 | 20 | 65 | 95 |  | Volumetric modules | 体積モジュール |  |  |  | Composite modules are described by characteristics such as performance criteria, external size and external finishes. An example use may be within a volumetric modular system.
Pr_20_65_95_15 | 20 | 65 | 95 | 15 | Composite modules | 複合モジュール |  | 45-05-60/325 Composite modules; |  | Composite modules are described by characteristics such as performance criteria, external size and external finishes. An example use may be within a volumetric modular system.
Pr_20_65_95_17 | 20 | 65 | 95 | 17 | Concrete-framed modules | コンクリートフレームモジュール |  | 45-05-60/315 Concrete-framed modules; |  | Concrete-framed modules are described by characteristics such as performance criteria, external size and external finishes. An example use may be within a volumetric modular system.
Pr_20_65_95_85 | 20 | 65 | 95 | 85 | Steel-framed modules | 鉄骨モジュール |  | 45-05-60/310 Steel-framed modules; |  | Steel-framed modules are described by characteristics such as performance criteria, external size and external finishes. An example use may be within a volumetric modular system.
Pr_20_65_95_90 | 20 | 65 | 95 | 90 | Timber-framed modules | 木造モジュール |  | 45-05-60/320 Timber-framed modules; |  | Timber-framed modules are described by characteristics such as performance criteria, external size and external finishes. An example use may be within a volumetric modular system.
Pr_20_76 | 20 | 76 |  |  | Sectional products | 組てて式製品
Pr_20_76_06 | 20 | 76 | 06 |  | Balusters and newel posts | 手すり及び階段支柱 |  |  |  | Manufactured stone balusters are described by characteristics such as supplied by, size and colour. An example use may be within a balustrade and guarding system.
Pr_20_76_06_03 | 20 | 76 | 06 | 03 | Aluminium balusters and newel posts | アルミニウム手すり及び支柱
Pr_20_76_06_11 | 20 | 76 | 06 | 11 | Carbon steel balusters and newel posts | 炭素鋼手すり及び支柱
Pr_20_76_06_12 | 20 | 76 | 06 | 12 | Cast iron balusters and newel posts | 鉄製手すり及び支柱
Pr_20_76_06_16 | 20 | 76 | 06 | 16 | Concrete balusters and newel posts | コンクリート製手すり及び支柱
Pr_20_76_06_36 | 20 | 76 | 06 | 36 | Hardwood balusters and newel posts | 広葉樹手すり子と支柱
Pr_20_76_06_63 | 20 | 76 | 06 | 63 | Plastics balusters and newel posts | プラスチック製手すり子と支柱
Pr_20_76_06_80 | 20 | 76 | 06 | 80 | Softwood balusters and newel posts | 針葉樹手すり子と支柱
Pr_20_76_06_83 | 20 | 76 | 06 | 83 | Stainless steel balusters and newel posts | ステンレス製手すり子と支柱
Pr_20_76_06_86 | 20 | 76 | 06 | 86 | Stone balusters and newel posts | 石製手すり及び階段支柱 |  | 45-30-75/330 Manufactured stone balusters; |  | Manufactured stone balusters are described by characteristics such as supplied by, size and colour. An example use may be within a balustrade and guarding system.
Pr_20_76_06_88 | 20 | 76 | 06 | 88 | Timber spindles | 木材スピンドル |  | 45-30-75/345 Timber spindles; |  | Timber spindles are described by characteristics such as quality, species and appearance class. An example use may be within a balustrade and guarding system.
Pr_20_76_08 | 20 | 76 | 08 |  | Bollards and impact protectors | ボラードと衝撃保護装置 |  |  |  | Aluminium alloy bollards are described by characteristics such as duty, dimensions and top profile. An example use may be within a rope or chain fencing system.
Pr_20_76_08_02 | 20 | 76 | 08 | 02 | Aluminium alloy bollards | アルミ合金ボラード |  | 45-25-15/301 Aluminium alloy bollards; |  | Aluminium alloy bollards are described by characteristics such as duty, dimensions and top profile. An example use may be within a rope or chain fencing system.
Pr_20_76_08_03 | 20 | 76 | 08 | 03 | Aluminium alloy hinged bollards | アルミ合金ヒンジ式ボラード |  | 45-25-15/321 Aluminium alloy hinged bollards; |  | Aluminium alloy hinged bollards are described by characteristics such as dimensions, post top and post base. An example use may be within a movable bollard system.
Pr_20_76_08_04 | 20 | 76 | 08 | 04 | Aluminium alloy telescopic bollards | アルミ合金伸縮ボラード |  | 45-25-15/341 Aluminium alloy telescopic bollards; |  | Aluminium alloy telescopic bollards are described by characteristics such as method of operation, dimensions and top profile. An example use may be within a movable bollard system.
Pr_20_76_08_09 | 20 | 76 | 08 | 09 | Carbon steel removable bollards | 取り外し可能な炭素鋼ボラード
Pr_20_76_08_10 | 20 | 76 | 08 | 10 | Carbon steel bollards | 炭素鋼ボラード |  | 45-25-15/303 Carbon steel bollards; |  | Carbon steel bollards are described by characteristics such as duty, dimensions and post top. An example use may be within a rope or chain fencing system.
Pr_20_76_08_11 | 20 | 76 | 08 | 11 | Carbon steel hinged bollards | 炭素鋼ヒンジ式ボラード |  | 45-25-15/323 Carbon steel hinged bollards; |  | Carbon steel hinged bollards are described by characteristics such as dimensions, post top and post base. An example use may be within a movable bollard system.
Pr_20_76_08_12 | 20 | 76 | 08 | 12 | Carbon steel rising bollards | 炭素鋼ライジングボラード |  | 45-25-15/331 Carbon steel rising bollards; |  | Carbon steel rising bollards are described by characteristics such as automation, dimensions and top profile. An example use may be within a rising bollard system.
Pr_20_76_08_13 | 20 | 76 | 08 | 13 | Carbon steel telescopic bollards | 炭素鋼伸縮ボラード |  | 45-25-15/343 Carbon steel telescopic bollards; |  | Carbon steel telescopic bollards are described by characteristics such as method of operation, dimensions and top profile. An example use may be within a movable bollard system.
Pr_20_76_08_14 | 20 | 76 | 08 | 14 | Cast iron bollards | 鋳鉄ボラード |  | 45-25-15/305 Cast iron bollards; |  | Cast iron bollards are described by characteristics such as material, duty and dimensions. An example use may be within a rope or chain fencing system.
Pr_20_76_08_15 | 20 | 76 | 08 | 15 | Collapsible metal bollards | 折りたたみ式金属製ボラード
Pr_20_76_08_16 | 20 | 76 | 08 | 16 | Collapsible polymer bollards | 折りたたみ可能なポリマーボラード
Pr_20_76_08_17 | 20 | 76 | 08 | 17 | Collapsible timber bollards | 折りたたみ式材柱
Pr_20_76_08_18 | 20 | 76 | 08 | 18 | Composite bollards | 複合ボラード
Pr_20_76_08_19 | 20 | 76 | 08 | 19 | Concrete bollards | コンクリート柱
Pr_20_76_08_36 | 20 | 76 | 08 | 36 | Hardwood bollards | 広葉樹ボラード |  | 45-25-15/307 Hardwood bollards; |  | Hardwood bollards are described by characteristics such as duty, timber and dimensions. An example use may be within a suds wet swale system.
Pr_20_76_08_51 | 20 | 76 | 08 | 51 | Metal bollards | 金属ボラード
Pr_20_76_08_52 | 20 | 76 | 08 | 52 | Metal impact protectors | 金属衝撃保護装置
Pr_20_76_08_53 | 20 | 76 | 08 | 53 | Metal impact protectors with infill | インフィル付き金属衝撃保護装置
Pr_20_76_08_60 | 20 | 76 | 08 | 60 | Panel fenders | パネルフェンダー
Pr_20_76_08_62 | 20 | 76 | 08 | 62 | Plastics bollards | プラスチックボラード |  | 45-25-15/309 Plastics bollards; |  | Plastics bollards are described by characteristics such as material, steel reinforcement and dimensions. An example use may be within a suds wet swale system.
Pr_20_76_08_63 | 20 | 76 | 08 | 63 | Plastics hinged car bollards | プラスチックヒンジ式車止め |  | 45-25-15/325 Plastics hinged car bollards; |  | Plastics hinged car bollards are described by characteristics such as material, steel reinforcement and dimensions. An example use may be within a movable bollard system.
Pr_20_76_08_64 | 20 | 76 | 08 | 64 | Plastics rising bollards | プラスチック製ボラード |  | 45-25-15/333 Plastics rising bollards; |  | Plastics rising bollards are described by characteristics such as automation, material and steel reinforcement. An example use may be within a rising bollard system.
Pr_20_76_08_65 | 20 | 76 | 08 | 65 | Plastics telescopic bollards | プラスチック伸縮ボラード |  | 45-25-15/345 Plastics telescopic bollards; |  | Plastics telescopic bollards are described by characteristics such as method of operation, material and steel reinforcement. An example use may be within a movable bollard system.
Pr_20_76_08_66 | 20 | 76 | 08 | 66 | Polymer bollards | ポリマーボラード
Pr_20_76_08_67 | 20 | 76 | 08 | 67 | Precast concrete bollards | プレキャストコンクリート柱 |  | 45-25-15/311 Precast concrete bollards; |  | Precast concrete bollards are described by characteristics such as duty, steel reinforcement and dimensions. An example use may be within a suds wet swale system.
Pr_20_76_08_71 | 20 | 76 | 08 | 71 | Retracting metal bollards | 金属製ボラードの収納
Pr_20_76_08_74 | 20 | 76 | 08 | 74 | Rubber impact protectors | 衝撃吸収ゴムプロテクター
Pr_20_76_08_81 | 20 | 76 | 08 | 81 | Stainless steel removable bollards | 取り外し可能なステンレス鋼ボラード
Pr_20_76_08_82 | 20 | 76 | 08 | 82 | Stainless steel bollards | ステンレス鋼ボラード |  | 45-25-15/313 Stainless steel bollards; |  | Stainless steel bollards are described by characteristics such as dimensions, top profile and base. An example use may be within a rope or chain fencing system.
Pr_20_76_08_83 | 20 | 76 | 08 | 83 | Stainless steel hinged bollards | ステンレスヒンジ式ボラード |  | 45-25-15/327 Stainless steel hinged bollards; |  | Stainless steel hinged bollards are described by characteristics such as dimensions, post top and post base. An example use may be within a movable bollard system.
Pr_20_76_08_84 | 20 | 76 | 08 | 84 | Stainless steel rising bollards | ステンレス製の上昇ボラード |  | 45-25-15/335 Stainless steel rising bollards; |  | Stainless steel rising bollards are described by characteristics such as automation, dimensions and top profile. An example use may be within a rising bollard system.
Pr_20_76_08_85 | 20 | 76 | 08 | 85 | Stainless steel telescopic bollards | ステンレス鋼伸縮ボラード |  | 45-25-15/347 Stainless steel telescopic bollards; |  | Stainless steel telescopic bollards are described by characteristics such as method of operation, dimensions and top profile. An example use may be within a movable bollard system.
Pr_20_76_08_86 | 20 | 76 | 08 | 86 | Stone bollards | 石柱
Pr_20_76_08_88 | 20 | 76 | 08 | 88 | Timber bollards | 材柱
Pr_20_76_51 | 20 | 76 | 51 |  | Metal sections | 金属セクション |  |  |  | Aluminium alloy cold drawn rods, bars and tubes are described by characteristics such as supplied by, material standards and cold drawn rods, bars and tubes. An example use may be within a balustrade and guarding system.
Pr_20_76_51_01 | 20 | 76 | 51 | 01 | Aluminium cold drawn bars and rods | アルミ冷間引抜棒および棒 |  | 45-60-50/370 Aluminium alloy cold drawn rods, bars and tubes; |  | Aluminium alloy cold drawn rods, bars and tubes are described by characteristics such as supplied by, material standards and cold drawn rods, bars and tubes. An example use may be within a balustrade and guarding system.
Pr_20_76_51_02 | 20 | 76 | 51 | 02 | Aluminium curtain wall frame sections | アルミカーテンウォールフレームセクション |  | 45-70-30/305 Aluminium curtain wall frame sections; |  | Aluminium curtain wall frame sections are described by characteristics such as alloy, temper and thickness, structural members and finish. An example use may be within a unitized curtain walling system.
Pr_20_76_51_03 | 20 | 76 | 51 | 03 | Aluminium extruded bars and rods | アルミ押し出しバーとロッド |  | 45-60-50/374 Aluminium alloy extruded rods, bars, tubes and profiles; |  | Aluminium alloy extruded rods, bars, tubes and profiles are described by characteristics such as supplied by, material standards and extruded rods, bars, tubes and profiles. An example use may be within a single layer tensile fabric covering system.
Pr_20_76_51_04 | 20 | 76 | 51 | 04 | Aluminium extruded precision profiles | アルミ押出精密プロファイル |  | 45-60-50/372 Aluminium alloy extruded precision profiles; |  | Aluminium alloy extruded precision profiles are described by characteristics such as supplied by, material standards and precision profiles. An example use may be within a window walling system.
Pr_20_76_51_05 | 20 | 76 | 51 | 05 | Aluminium patent glazing bars | アルミニウム特許グレージングバー |  | 45-70-30/330 Aluminium patent glazing bars; |  | Aluminium patent glazing bars are described by characteristics such as profile, finish and accessories. An example use may be within a vertical patent glazing system.
Pr_20_76_51_07 | 20 | 76 | 51 | 07 | Aluminium structural sections | アルミニウム構造セクション |  | 45-60-50/378 Aluminium alloy structural sections; |  | Aluminium alloy structural sections are described by characteristics such as supplied by, material standards and structural sections. An example use may be within a metal lathing casing system.
Pr_20_76_51_08 | 20 | 76 | 51 | 08 | Box sections | ボックスセクション
Pr_20_76_51_09 | 20 | 76 | 51 | 09 | Brass sections | 真鍮セクション
Pr_20_76_51_10 | 20 | 76 | 51 | 10 | Bronze sections | ブロンズセクション
Pr_20_76_51_11 | 20 | 76 | 51 | 11 | Carbon steel bars | 炭素鋼棒 |  | 45-60-50/381 Carbon steel bars; |  | Carbon steel bars are described by characteristics such as supplied by, grade options for steel to be galvanized and specific requirements. An example use may be within a non-stabilized rammed earth wall system.
Pr_20_76_51_12 | 20 | 76 | 51 | 12 | Carbon steel beams, columns, channels and tees | 炭素鋼の梁、柱、チャネル、およびT型 |  | 45-60-50/382 Carbon steel beams, columns, channels and tee sections; |  | Carbon steel beams, columns, channels and tee sections are described by characteristics such as supplied by, grade options for steel to be galvanized and specific requirements. An example use may be within a jacked pile underpinning system.
Pr_20_76_51_13 | 20 | 76 | 51 | 13 | Carbon steel channels | 炭素鋼チャンネル
Pr_20_76_51_14 | 20 | 76 | 51 | 14 | Carbon steel curtain wall frame sections | 炭素鋼のカーテンウォールフレームセクション |  | 45-70-30/315 Carbon steel curtain wall frame sections; |  | Carbon steel curtain wall frame sections are described by characteristics such as standards, thickness and corrosion protection. An example use may be within a unitized curtain walling system.
Pr_20_76_51_15 | 20 | 76 | 51 | 15 | Carbon steel curved sections | 炭素鋼の湾曲したセクション |  | 45-60-50/360 Carbon steel curved sections; |  | Carbon steel curved sections are described by characteristics such as supplied by, grade and grade options for steel to be galvanized. An example use may be within a light steel floor, roof deck or balcony framing system.
Pr_20_76_51_17 | 20 | 76 | 51 | 17 | Carbon steel pales | 炭素鋼は薄い
Pr_20_76_51_18 | 20 | 76 | 51 | 18 | Carbon steel patent glazing bars | 炭素鋼特許グレージングバー |  | 45-70-30/335 Carbon steel patent glazing bars; |  | Carbon steel patent glazing bars are described by characteristics such as standards, profile and corrosion protection. An example use may be within a vertical patent glazing system.
Pr_20_76_51_19 | 20 | 76 | 51 | 19 | Carbon steel tees | 炭素鋼ティー
Pr_20_76_51_20 | 20 | 76 | 51 | 20 | Cast iron products | 鋳鉄製品 |  | 45-60-50/390 Cast iron products; |  | Cast iron products are described by characteristics such as supplied by, size and finishes. An example use may be within an external freestanding container planting system.
Pr_20_76_51_21 | 20 | 76 | 51 | 21 | Cold-formed galvanized steel sections | 冷間成形亜鉛メッキ鋼セクション |  | 45-60-50/400 Cold-formed galvanized steel sections; |  | Cold-formed galvanized steel sections are described by characteristics such as material standard, primary components and ancillary components. An example use may be within a metal profiled sheet cladding system.
Pr_20_76_51_22 | 20 | 76 | 51 | 22 | Cold-formed steel strip studs | 冷間成形鋼帯スタッド
Pr_20_76_51_23 | 20 | 76 | 51 | 23 | Copper alloy sections | 銅合金セクション |  | 45-60-50/410 Copper alloy sections; |  | Copper alloy sections are described by characteristics such as supplied by and size.
Pr_20_76_51_25 | 20 | 76 | 51 | 25 | Curtain wall blast-resistant frame sections | カーテンウォールの防爆フレームセクション |  | 45-70-30/327 Blast resistant curtain wall frame sections; |  | Blast resistant curtain wall frame sections are described by characteristics such as material, standards and structural members. An example use may be within a unitized curtain walling system.
Pr_20_76_51_51 | 20 | 76 | 51 | 51 | Metal mullions and transoms | 金属マリオンと欄間 |  | 45-70-30/345 Metal mullions and transoms; |  | Metal mullions and transoms are described by characteristics such as metal, thickness and corrosion protection.
Pr_20_76_51_73 | 20 | 76 | 51 | 73 | Resilient bars | 弾力性のあるバー |  | 45-70-30/385 Resilient (acoustic) bars; |  | Resilient (acoustic) bars are described by characteristics such as material and size. An example use may be within a gypsum board partition system.
Pr_20_76_51_77 | 20 | 76 | 51 | 77 | Sheathed carbon steel patent glazing bars | 被覆炭素鋼特許グレージングバー |  | 45-70-30/340 Sheathed carbon steel patent glazing bars; |  | Sheathed carbon steel patent glazing bars are described by characteristics such as profile, sheathing and accessories. An example use may be within a vertical patent glazing system.
Pr_20_76_51_81 | 20 | 76 | 51 | 81 | Stainless steel bars and rods for construction | 建設用ステンレス鋼棒および棒 |  | 45-60-50/420 Stainless steel bars, rods, sections and wire for construction purposes; |  | Stainless steel bars, rods, sections and wire for construction purposes are described by characteristics such as supplied by, standards and grade. An example use may be within a multilayer tensile fabric covering system.
Pr_20_76_51_82 | 20 | 76 | 51 | 82 | Stainless steel bars and rods for general purposes | 一般的な目的のためのステンレス鋼棒と棒 |  | 45-60-50/422 Stainless steel bars, rods, sections and wire for general purposes; |  | Stainless steel bars, rods, sections and wire for general purposes are described by characteristics such as supplied by, standards and grade. An example use may be within a structure supported water retention sheet lining system.
Pr_20_76_51_83 | 20 | 76 | 51 | 83 | Stainless steel sheet, strip and plate for construction | 建設用ステンレス鋼シート、ストリップ、プレート |  | 45-60-50/426 Stainless steel sheet, strip and plate for construction purposes; |  | Stainless steel sheet, strip and plate for construction purposes are described by characteristics such as supplied by, standards and grade. An example use may be within a timber section strengthening system.
Pr_20_76_51_84 | 20 | 76 | 51 | 84 | Stainless steel sheet, strip and plate for general purposes | 一般的な目的のためのステンレス鋼シート、ストリップおよびプレート |  | 45-60-50/428 Stainless steel sheet, strip and plate for general purposes; |  | Stainless steel sheet, strip and plate for general purposes are described by characteristics such as supplied by, standards and grade. An example use may be within a heavy steel space truss system.
Pr_20_76_51_85 | 20 | 76 | 51 | 85 | Stainless steel pales | ステンレススチールペール
Pr_20_76_51_90 | 20 | 76 | 51 | 90 | Universal beam sections | ユニバーサルビームセクション
Pr_20_76_51_92 | 20 | 76 | 51 | 92 | Universal column sections | ユニバーサルカラムセクション
Pr_20_76_51_98 | 20 | 76 | 51 | 98 | Wrought iron sections | 錬鉄セクション |  | 45-60-50/430 Wrought iron sections; |  | Wrought iron sections are described by characteristics such as supplied by, section and quality assurance.
Pr_20_76_52 | 20 | 76 | 52 |  | Metal tubes and hollow sections | 金属管と中空セクション |  |  |  | Carbon steel hot finished hollow sections are described by characteristics such as supplied by, grade and grade options for steel to be galvanized. An example use may be within an in situ concrete cased displacement piling system.
Pr_20_76_52_01 | 20 | 76 | 52 | 01 | Aluminium cold drawn tubes | アルミ冷間引抜管
Pr_20_76_52_03 | 20 | 76 | 52 | 03 | Aluminium extruded tubes | アルミ押し出しチューブ
Pr_20_76_52_16 | 20 | 76 | 52 | 16 | Carbon steel hot-finished hollow sections | 炭素鋼の熱間仕上げ中空セクション |  | 45-60-50/384 Carbon steel hot finished hollow sections; |  | Carbon steel hot finished hollow sections are described by characteristics such as supplied by, grade and grade options for steel to be galvanized. An example use may be within an in situ concrete cased displacement piling system.
Pr_20_76_52_19 | 20 | 76 | 52 | 19 | Carbon steel seamless tubes | 炭素鋼シームレス管 |  | 45-60-50/386 Carbon steel seamless tube; |  | Carbon steel seamless tube are described by characteristics such as supplied by, grade and grade options for steel to be galvanized. An example use may be within a light steel floor, roof deck or balcony framing system.
Pr_20_76_52_20 | 20 | 76 | 52 | 20 | Carbon steel welded tubes | 炭素鋼溶接管 |  | 45-60-50/389 Carbon steel welded tube; |  | Carbon steel welded tube are described by characteristics such as supplied by, grade and grade options for steel to be galvanized. An example use may be within a light steel floor, roof deck or balcony framing system.
Pr_20_76_52_85 | 20 | 76 | 52 | 85 | Stainless steel seamless circular tubes | ステンレス鋼シームレス円管 |  | 45-60-50/424 Stainless steel seamless circular tubes; |  | Stainless steel seamless circular tubes are described by characteristics such as supplied by, standards and grade. An example use may be within a balustrade and guarding system.
Pr_20_76_52_86 | 20 | 76 | 52 | 86 | Stainless steel welded circular tubes | ステンレス鋼溶接円形管 |  | 45-60-50/429 Stainless steel welded circular tubes; |  | Stainless steel welded circular tubes are described by characteristics such as supplied by, standards and grade. An example use may be within a heavy steel space truss system.
Pr_20_76_63 | 20 | 76 | 63 |  | Plastics sections | プラスチックセクション |  |  |  | Flexible foam rods are described by characteristics such as material and diameter. An example use may be within a single layer tensile fabric covering system.
Pr_20_76_63_30 | 20 | 76 | 63 | 30 | Flexible foam rods | 柔軟なフォームロッド |  | 45-60-60/375 Flexible foam rods; |  | Flexible foam rods are described by characteristics such as material and diameter. An example use may be within a single layer tensile fabric covering system.
Pr_20_76_63_33 | 20 | 76 | 63 | 33 | Glass-reinforced plastics (GRP) angle sections | ガラス強化プラスチック（GRP）アングルセクション
Pr_20_76_63_35 | 20 | 76 | 63 | 35 | Glass-reinforced plastics (GRP) box sections | ガラス強化プラスチック（GRP）ボックスセクション
Pr_20_76_63_37 | 20 | 76 | 63 | 37 | Glass-reinforced plastics (GRP) channel sections | ガラス強化プラスチック（GRP）チャネルセクション
Pr_20_76_63_63 | 20 | 76 | 63 | 63 | Plastics mullions and transoms | プラスチックマリオンとトランサム
Pr_20_76_63_65 | 20 | 76 | 63 | 65 | Plastics palisades | プラスチックパリセード |  | 45-60-60/370 Plastics palisades; |  | Plastics palisades are described by characteristics such as material, dimensions and integral steel reinforcement.
Pr_20_76_63_85 | 20 | 76 | 63 | 85 | Structural plastics sections | 構造用プラスチックセクション |  | 45-60-60/310 Plastics sections; |  | Plastics sections are described by characteristics such as plastics, standards and dimensions. An example use may be within an external window system.
Pr_20_76_63_92 | 20 | 76 | 63 | 92 | Unplasticized polyvinyl chloride (PVC-U) curtain wall frame sections | 非可塑化ポリ塩化ビニル（PVC-U）カーテンウォールフレームセクション |  | 45-70-30/325 PVC-U curtain wall frame sections; |  | Pvc-u curtain wall frame sections are described by characteristics such as climatic zone classification, impact classification and main profile wall thickness classification. An example use may be within a stick curtain walling system.
Pr_20_76_64 | 20 | 76 | 64 |  | Posts and post accessories | ポストおよびポストアクセサリー |  |  |  | Adjustable post bases are described by characteristics such as dimensions, material and finish as delivered.
Pr_20_76_64_01 | 20 | 76 | 64 | 01 | Adjustable post bases | 調整可能なポストベース |  | 45-25-62/421 Adjustable post bases; |  | Adjustable post bases are described by characteristics such as dimensions, material and finish as delivered.
Pr_20_76_64_03 | 20 | 76 | 64 | 03 | Aluminium alloy posts | アルミ合金ポスト |  | 45-25-62/361 Aluminium alloy posts; |  | Aluminium alloy posts are described by characteristics such as posts, struts and post top. An example use may be within an animal species introduction system.
Pr_20_76_64_04 | 20 | 76 | 64 | 04 | Aluminium post tops | アルミポストトップ |  | 45-25-62/401 Aluminium post tops; |  | Aluminium post tops are described by characteristics such as format, size and finish as delivered. An example use may be within a concrete post and rail barrier system.
Pr_20_76_64_10 | 20 | 76 | 64 | 10 | Carbon steel electric security fencing posts | 炭素鋼電気セキュリティフェンシングポスト |  | 45-25-62/379 Carbon steel electric security fencing posts; |  | Carbon steel electric security fencing posts are described by characteristics such as dimensions, struts and post top. An example use may be within an electric security fencing system.
Pr_20_76_64_11 | 20 | 76 | 64 | 11 | Carbon steel extension arms | 炭素鋼延長アーム |  | 45-25-62/417 Carbon steel extension arms; |  | Carbon steel extension arms are described by characteristics such as standards, section and format. An example use may be within a composite post and panel fencing system.
Pr_20_76_64_12 | 20 | 76 | 64 | 12 | Carbon steel posts | 炭素鋼のポスト |  | 45-25-62/363 Carbon steel posts; |  | Carbon steel posts are described by characteristics such as standards, posts and struts. An example use may be within an electric fencing system.
Pr_20_76_64_13 | 20 | 76 | 64 | 13 | Carbon steel post tops | 炭素鋼のポストトップ |  | 45-25-62/403 Carbon steel post tops; |  | Carbon steel post tops are described by characteristics such as format, size and finish as delivered. An example use may be within a concrete post and rail barrier system.
Pr_20_76_64_14 | 20 | 76 | 64 | 14 | Carbon steel wind posts | 炭素鋼風柱 |  | 45-25-62/383 Carbon steel wind posts; |  | Carbon steel wind posts are described by characteristics such as sizes, finishes and resistance of integral fixings (complete with washers and shims) to water crossing cavity.
Pr_20_76_64_15 | 20 | 76 | 64 | 15 | Cast iron posts | 鋳鉄ポスト |  | 45-25-62/367 Cast iron posts; |  | Cast iron posts are described by characteristics such as format, standards and posts. An example use may be within a metal post and panel barrier system.
Pr_20_76_64_16 | 20 | 76 | 64 | 16 | Cast iron post tops | 鋳鉄ポストトップ |  | 45-25-62/405 Cast iron post tops; |  | Cast iron post tops are described by characteristics such as standards, format and size. An example use may be within a concrete post and rail barrier system.
Pr_20_76_64_17 | 20 | 76 | 64 | 17 | Cast stone or concrete posts | 石またはコンクリート柱をキャスト
Pr_20_76_64_18 | 20 | 76 | 64 | 18 | Cast stone or concrete post tops | キャストストーンまたはコンクリートポストトップ
Pr_20_76_64_19 | 20 | 76 | 64 | 19 | Concrete extension arms | コンクリート延長アーム |  | 45-25-62/419 Precast concrete extension arms; |  | Precast concrete extension arms are described by characteristics such as size, format and holes. An example use may be within a composite post and rail fencing system.
Pr_20_76_64_20 | 20 | 76 | 64 | 20 | Concrete posts | コンクリート支柱 |  | 45-25-62/371 Precast concrete posts; |  | Precast concrete posts are described by characteristics such as standards, wind load performance and posts. An example use may be within a wood palisade fencing system.
Pr_20_76_64_21 | 20 | 76 | 64 | 21 | Concrete post tops | コンクリートポストトップ |  | 45-25-62/411 Precast concrete post tops; |  | Precast concrete post tops are described by characteristics such as format, size and finishes. An example use may be within a concrete post and rail barrier system.
Pr_20_76_64_36 | 20 | 76 | 64 | 36 | Hardwood posts | 広葉樹の記事 |  | 45-25-62/373 Hardwood posts; |  | Hardwood posts are described by characteristics such as standards, posts and timber. An example use may be within a wood palisade fencing system.
Pr_20_76_64_37 | 20 | 76 | 64 | 37 | Hardwood post tops | 広葉樹のポストトップ |  | 45-25-62/407 Hardwood post tops; |  | Hardwood post tops are described by characteristics such as format, size and timber. An example use may be within a concrete post and rail barrier system.
Pr_20_76_64_51 | 20 | 76 | 64 | 51 | Metal electric security fencing posts | 金属電気セキュリティフェンシングポスト
Pr_20_76_64_52 | 20 | 76 | 64 | 52 | Metal extension arms | 金属延長アーム
Pr_20_76_64_53 | 20 | 76 | 64 | 53 | Metal posts | 金属ポスト
Pr_20_76_64_54 | 20 | 76 | 64 | 54 | Metal post bases | 金属ポストベース
Pr_20_76_64_55 | 20 | 76 | 64 | 55 | Metal post tops | メタルポストトップ
Pr_20_76_64_62 | 20 | 76 | 64 | 62 | Plastics posts | プラスチックポスト |  | 45-25-62/369 Plastics posts; |  | Plastics posts are described by characteristics such as standards, material and posts. An example use may be within an external electrical signage system.
Pr_20_76_64_63 | 20 | 76 | 64 | 63 | Plastics post tops | プラスチックポストトップ |  | 45-25-62/409 Plastics post tops; |  | Plastics post tops are described by characteristics such as format, size and material. An example use may be within a concrete post and rail barrier system.
Pr_20_76_64_65 | 20 | 76 | 64 | 65 | Polymer posts | ポリマーポスト
Pr_20_76_64_66 | 20 | 76 | 64 | 66 | Polymer post tops | ポリマーポストトップ
Pr_20_76_64_77 | 20 | 76 | 64 | 77 | Softwood posts | 針葉樹の記事 |  | 45-25-62/375 Softwood posts; |  | Softwood posts are described by characteristics such as standards, posts and timber. An example use may be within a wood palisade fencing system.
Pr_20_76_64_78 | 20 | 76 | 64 | 78 | Softwood post tops | 針葉樹のポストトップ |  | 45-25-62/413 Softwood post tops; |  | Softwood post tops are described by characteristics such as format, size and timber. An example use may be within a concrete post and rail barrier system.
Pr_20_76_64_80 | 20 | 76 | 64 | 80 | Stainless steel posts | ステンレス鋼のポスト |  | 45-25-62/365 Stainless steel posts; |  | Stainless steel posts are described by characteristics such as standards, posts and struts. An example use may be within a metal post and panel barrier system.
Pr_20_76_64_81 | 20 | 76 | 64 | 81 | Stainless steel post tops | ステンレス製ポストトップ |  | 45-25-62/415 Stainless steel post tops; |  | Stainless steel post tops are described by characteristics such as format, size and finish as delivered. An example use may be within a concrete post and rail barrier system.
Pr_20_76_64_82 | 20 | 76 | 64 | 82 | Stainless steel wind posts | ステンレス鋼風柱 |  | 45-25-62/385 Stainless steel wind posts; |  | Stainless steel wind posts are described by characteristics such as grade, sizes and resistance of integral fixings (complete with washers and shims) to water crossing cavity.
Pr_20_76_64_83 | 20 | 76 | 64 | 83 | Stand-off post bases | スタンドオフポストベース |  | 45-25-62/423 Stand-off post bases; |  | Stand-off post bases are described by characteristics such as dimensions, material and finish as delivered. An example use may be within an animal species introduction system.
Pr_20_76_64_87 | 20 | 76 | 64 | 87 | Timber hand posts | 木材ハンドポスト
Pr_20_76_64_88 | 20 | 76 | 64 | 88 | Timber posts | 材木柱
Pr_20_76_64_89 | 20 | 76 | 64 | 89 | Timber post tops | 木材ポストトップ
Pr_20_76_64_95 | 20 | 76 | 64 | 95 | Wood hand posts | ウッドハンドポスト |  | 45-25-62/381 Wood hand posts; |  | Wood hand posts are described by characteristics such as standards, size and configuration and timber.
Pr_20_76_64_96 | 20 | 76 | 64 | 96 | Wood panel supports | ウッドパネルサポート |  | 45-60-90/452 Wood panel supports; |  | Wood panel supports are described by characteristics such as supplied by, supports and timber. An example use may be within a wood palisade fencing system.
Pr_20_76_70 | 20 | 76 | 70 |  | Rail track and ancillaries | 線路と付属品 |  |  |  | Check rail are described by characteristics such as third party classification, profile and steel grade.
Pr_20_76_70_09 | 20 | 76 | 70 | 09 | Bullhead rails | ブルヘッドレール
Pr_20_76_70_12 | 20 | 76 | 70 | 12 | Check rails | レールをチェック |  | 45-60-70/320 Check rail; |  | Check rail are described by characteristics such as third party classification, profile and steel grade.
Pr_20_76_70_15 | 20 | 76 | 70 | 15 | Conductor rails | 導体レール |  | 45-60-70/315 Conductor rail; |  | Conductor rail are described by characteristics such as third party classification, steel grade and tensile strength.
Pr_20_76_70_22 | 20 | 76 | 70 | 22 | Derailment containment | 脱線防止 |  | 45-60-70/350 Derailment channel; |  | Derailment channel are described by characteristics such as channel, grating and load class (minimum).
Pr_20_76_70_27 | 20 | 76 | 70 | 27 | Equipment protection ramps | 機器保護ランプ
Pr_20_76_70_28 | 20 | 76 | 70 | 28 | Expansion switches and adjustment switches | 拡張スイッチと調整スイッチ
Pr_20_76_70_30 | 20 | 76 | 70 | 30 | Flat bottom rails | 平底レール |  | 45-60-70/305 Vignole rail; |  | Vignole rail are described by characteristics such as third party classification, profile and profile class (dimension tolerances).
Pr_20_76_70_34 | 20 | 76 | 70 | 34 | Grooved rails | 溝付きレール |  | 45-60-70/325 Grooved rail; |  | Grooved rail are described by characteristics such as third party classification, profile and type of connection.
Pr_20_76_70_60 | 20 | 76 | 70 | 60 | Particle magnets | 粒子磁石
Pr_20_76_70_67 | 20 | 76 | 70 | 67 | Rail dampers | レールダンパー
Pr_20_76_70_69 | 20 | 76 | 70 | 69 | Rail groove drains | レール溝排水 |  | 45-60-70/355 Rail groove drain; |  | Rail groove drain are described by characteristics such as body, access cover and load class (minimum).
Pr_20_76_70_70 | 20 | 76 | 70 | 70 | Rail track tie bars | 軌道タイバー |  | 45-60-70/340 Rail track tie bar; |  | Rail track tie bar are described by characteristics such as material, dimensions and tensile strength.
Pr_20_76_70_71 | 20 | 76 | 70 | 71 | Rail section convertors | レールセクションコンバーター
Pr_20_76_70_80 | 20 | 76 | 70 | 80 | Slipper runs | スリッパラン
Pr_20_76_70_90 | 20 | 76 | 70 | 90 | Transition rails | 移行レール |  | 45-60-70/330 Transition rail; |  | Transition rail are described by characteristics such as third party classification, initial rail profile and final rail profile.
Pr_20_76_71 | 20 | 76 | 71 |  | Railway junction works | ジャンクション工事 |  |  |  | Fixed rail crossing are described by characteristics such as mode of operation.
Pr_20_76_71_15 | 20 | 76 | 71 | 15 | Common crossings | 一般的な交差点 |  | 45-60-71/320 Fixed rail crossing; |  | Fixed rail crossing are described by characteristics such as mode of operation.
Pr_20_76_71_17 | 20 | 76 | 71 | 17 | Crossovers | クロスオーバー
Pr_20_76_71_21 | 20 | 76 | 71 | 21 | Derailers | 脱線機
Pr_20_76_71_23 | 20 | 76 | 71 | 23 | Diamond crossings | ダイアモンドクロッシング |  | 45-60-71/305 Rail diamond; |  | Rail diamond are described by characteristics such as form and intersection angle.
Pr_20_76_71_50 | 20 | 76 | 71 | 50 | Moveable rail crossings | 可動式踏切
Pr_20_76_71_58 | 20 | 76 | 71 | 58 | Obtuse crossings | Obtuse crossings
Pr_20_76_71_76 | 20 | 76 | 71 | 76 | Scissor crossovers | シーサースクロッシング |  | 45-60-71/310 Rail scissor; |  | Rail scissor are described by characteristics such as switch type and intersection angle.
Pr_20_76_71_78 | 20 | 76 | 71 | 78 | Slips | スリップ |  | 45-60-71/300 Rail slips; |  | Rail slips are described by characteristics such as form, mechanism and intersection angle.
Pr_20_76_71_79 | 20 | 76 | 71 | 79 | Switch rollers | スイッチローラー
Pr_20_76_71_80 | 20 | 76 | 71 | 80 | Stretcher bars | ストレッチャーバー
Pr_20_76_71_81 | 20 | 76 | 71 | 81 | Stretcher bar brackets | ストレッチャーバーブラケット
Pr_20_76_71_82 | 20 | 76 | 71 | 82 | Stretcher drive brackets | ストレッチャードライブブラケット
Pr_20_76_71_83 | 20 | 76 | 71 | 83 | Swing nose crossings | スイングノーズクロッシング
Pr_20_76_71_84 | 20 | 76 | 71 | 84 | Switch and stock rails | スイッチとストックレール
Pr_20_76_71_85 | 20 | 76 | 71 | 85 | Switch diamonds | ダイヤモンドを切り替える |  | 45-60-70/310 Switch and crossing rail; |  | Switch and crossing rail are described by characteristics such as third party classification, profile and steel grade.
Pr_20_76_71_86 | 20 | 76 | 71 | 86 | Switch supplementary drives | 補助ドライブの切り替え
Pr_20_76_71_87 | 20 | 76 | 71 | 87 | Tandem turnouts | タンデム投票率
Pr_20_76_71_90 | 20 | 76 | 71 | 90 | Trap switches | トラップスイッチ |  | 45-60-71/315 Rail trap; |  | Rail trap are described by characteristics such as switch type and form.
Pr_20_76_71_91 | 20 | 76 | 71 | 91 | Turnouts | 投票率 |  | 45-60-71/325 Rail turnout; |  | Rail turnout are described by characteristics such as rail type, switch type and form.
Pr_20_76_78 | 20 | 76 | 78 |  | Shaft structure products | シャフト構造製品 |  |  |  | Precast concrete caisson rings are described by characteristics such as third party product certification, concrete and sizes.
Pr_20_76_78_12 | 20 | 76 | 78 | 12 | Concrete caisson rings | コンクリートケーソンリング |  | 45-80-77/310 Precast concrete caisson rings; |  | Precast concrete caisson rings are described by characteristics such as third party product certification, concrete and sizes.
Pr_20_76_78_14 | 20 | 76 | 78 | 14 | Concrete shaft cover slabs | コンクリートシャフトカバースラブ |  | 45-80-77/300 Precast concrete shaft cover slab; |  | Precast concrete shaft cover slab are described by characteristics such as third party product certification, concrete and shaft internal diameter.
Pr_20_76_78_16 | 20 | 76 | 78 | 16 | Concrete shaft landing slabs | コンクリートシャフトの踊り場スラブ |  | 45-80-77/305 Precast concrete shaft landing slab; |  | Precast concrete shaft landing slab are described by characteristics such as third party product certification, concrete and shaft internal diameter.
Pr_20_76_78_65 | 20 | 76 | 78 | 65 | Precast concrete shaft units | プレキャストコンクリートシャフトユニット |  | 45-25-68/330 Precast concrete shaft units; |  | Precast concrete shaft units are described by characteristics such as wall thickness, internal face finish and external face finish.
Pr_20_76_88 | 20 | 76 | 88 |  | Timber sections | 木材セクション |  |  |  | Cleft chestnut pales are described by characteristics such as section size and length. An example use may be within a composite post and panel fencing system.
Pr_20_76_88_14 | 20 | 76 | 88 | 14 | Cleft chestnut pales | クリの木柵杭 |  | 45-60-90/420 Cleft chestnut pales; |  | Cleft chestnut pales are described by characteristics such as section size and length. An example use may be within a composite post and panel fencing system.
Pr_20_76_88_32 | 20 | 76 | 88 | 32 | Hardwood capping and counter fencing rails | 広葉樹のキャッピングとカウンターフェンシングレール |  | 45-60-90/422 Hardwood capping and counter rails for fencing; |  | Hardwood capping and counter rails for fencing are described by characteristics such as supplied by, dimensions and timber. An example use may be within a wood post and panel barrier system.
Pr_20_76_88_33 | 20 | 76 | 88 | 33 | Hardwood components for fencing and barriers | フェンスとバリア用の広葉樹コンポーネント |  | 45-60-90/424 Hardwood components for fencing/ barriers/ external products; |  | Hardwood components for fencing/ barriers/ external products are described by characteristics such as tolerances, dimensions and timber.
Pr_20_76_88_34 | 20 | 76 | 88 | 34 | Hardwood fencing rails | 広葉樹柵レール |  | 45-60-90/434 Hardwood rails for fencing; |  | Hardwood rails for fencing are described by characteristics such as supplied by, standards and section. An example use may be within a wood palisade fencing system.
Pr_20_76_88_35 | 20 | 76 | 88 | 35 | Hardwood floating floor battens | 広葉樹フローティング床バテン
Pr_20_76_88_36 | 20 | 76 | 88 | 36 | Hardwood gravity battens | 広葉樹重力バテン
Pr_20_76_88_37 | 20 | 76 | 88 | 37 | Hardwood log poles | 広葉樹ログポール |  | 45-60-90/430 Hardwood log poles; |  | Hardwood log poles are described by characteristics such as supplied by, dimensions and special shapes. An example use may be within a timber retaining wall system.
Pr_20_76_88_40 | 20 | 76 | 88 | 40 | Hardwood pales | 広葉樹 |  | 45-60-90/432 Hardwood pales; |  | Hardwood pales are described by characteristics such as pales, pale tops and timber. An example use may be within a composite board or palisade fencing system.
Pr_20_76_88_41 | 20 | 76 | 88 | 41 | Hardwood partition studs | 広葉樹パーティションスタッド
Pr_20_76_88_42 | 20 | 76 | 88 | 42 | Hardwood rafters | 堅木垂木
Pr_20_76_88_43 | 20 | 76 | 88 | 43 | Hardwood roofing and cladding battens | 堅木張りの屋根と被覆バテン
Pr_20_76_88_44 | 20 | 76 | 88 | 44 | Hardwood sections | 広葉樹のセクション |  | 45-60-90/355 Hardwood sections; |  | Hardwood sections are described by characteristics such as supplied by, timber and treatment. An example use may be within a footbridge system.
Pr_20_76_88_46 | 20 | 76 | 88 | 46 | Hardwood weatherboarding battens | 広葉樹ウェザーボード用バテン
Pr_20_76_88_48 | 20 | 76 | 88 | 48 | Laminated strand lumber (LSL) sections | 積層ストランド材（LSL）セクション
Pr_20_76_88_49 | 20 | 76 | 88 | 49 | Laminated veneer lumber (LVL) sections | ラミネートベニア材（LVL）セクション
Pr_20_76_88_60 | 20 | 76 | 88 | 60 | Parallel strand lumber (PSL) sections | Parallel Strand Lumber（PSL）セクション
Pr_20_76_88_72 | 20 | 76 | 88 | 72 | Softwood capping and counter fencing rails | 針葉樹のキャッピングとカウンターフェンシングレール |  | 45-60-90/442 Softwood capping and counter rails for fencing; |  | Softwood capping and counter rails for fencing are described by characteristics such as supplied by, dimensions and timber. An example use may be within a wood post and panel barrier system.
Pr_20_76_88_73 | 20 | 76 | 88 | 73 | Softwood components for fencing and barriers | フェンシングとバリア用の針葉樹コンポーネント |  | 45-60-90/444 Softwood components for fencing/ barriers/ external products; |  | Softwood components for fencing/ barriers/ external products are described by characteristics such as timber, dimensions and treatment.
Pr_20_76_88_74 | 20 | 76 | 88 | 74 | Softwood fencing rails | 針葉樹フェンスレール |  | 45-60-90/450 Softwood rails for fencing; |  | Softwood rails for fencing are described by characteristics such as supplied by, standards and section. An example use may be within a wood palisade fencing system.
Pr_20_76_88_75 | 20 | 76 | 88 | 75 | Softwood floating floor battens | 針葉樹製フローティングフロアバテン |  | 45-60-90/374 Softwood battens for floating floors; |  | Softwood battens for floating floors are described by characteristics such as supplied by, size and shape. An example use may be within a battened timber board floating floor system.
Pr_20_76_88_76 | 20 | 76 | 88 | 76 | Softwood gravity battens | 針葉樹重力バテン |  | 45-60-90/380 Softwood gravity battens; |  | Softwood gravity battens are described by characteristics such as supplied by, material and appearance. An example use may be within a plastics panel lining system.
Pr_20_76_88_79 | 20 | 76 | 88 | 79 | Softwood pales | 針葉樹の淡色 |  | 45-60-90/448 Softwood pales; |  | Softwood pales are described by characteristics such as pales, pale tops and timber. An example use may be within a composite board or palisade fencing system.
Pr_20_76_88_80 | 20 | 76 | 88 | 80 | Softwood partition studs | 針葉樹仕切りスタッド
Pr_20_76_88_81 | 20 | 76 | 88 | 81 | Softwood rafters | 針葉樹の垂木
Pr_20_76_88_82 | 20 | 76 | 88 | 82 | Softwood roofing and cladding battens | 針葉樹の屋根とバテン |  | 45-60-90/378 Softwood battens for roofing and cladding; |  | Softwood battens for roofing and cladding are described by characteristics such as supplied by, timber and moisture content at time of fixing and covering (maximum). An example use may be within a thatch roofing system.
Pr_20_76_88_83 | 20 | 76 | 88 | 83 | Softwood sections | 針葉樹のセクション |  | 45-60-90/360 Softwood sections; |  | Softwood sections are described by characteristics such as supplied by, timber and treatment. An example use may be within a stabilized rammed earth wall system.
Pr_20_76_88_84 | 20 | 76 | 88 | 84 | Softwood weatherboarding battens | 軟材製ウェザーボード用バテン |  | 45-60-90/379 Softwood battens for sheet cladding and weatherboarding; |  | Softwood battens for sheet cladding and weatherboarding are described by characteristics such as supplied by, timber and moisture content (maximum) at time of installation. An example use may be within a lead-wrapped panel cladding system.
Pr_20_76_88_85 | 20 | 76 | 88 | 85 | Timber beams, bearers, noggings, walings, wedges and packs | 木材の梁、無記名、ノギング、ウェリング、ウェッジ、パック |  | 45-60-90/400 Loadbearing and non-loadbearing timber beams, bearers, noggings, walings, wedges and packs; |  | Loadbearing and non-loadbearing timber beams, bearers, noggings, walings, wedges and packs are described by characteristics such as supplied by and components. An example use may be within a framed retention structure system.
Pr_20_76_88_86 | 20 | 76 | 88 | 86 | Timber fencing battens | 木材フェンシングバテン |  | 45-60-90/382 Timber battens for fencing; |  | Timber battens for fencing are described by characteristics such as supplied by, requirements for fencing and dimensions. An example use may be within a composite post and panel fencing system.
Pr_20_76_88_87 | 20 | 76 | 88 | 87 | Timber partition battens | 木材仕切りバテン |  | 45-60-90/364 Timber for plasterboard partitions; |  | Timber for plasterboard partitions are described by characteristics such as supplied by, timber core inserts and timber sole plate. An example use may be within a rigid sheet partition system.
Pr_20_76_88_88 | 20 | 76 | 88 | 88 | Timber pales | ティンバーペレス
Pr_20_76_88_89 | 20 | 76 | 88 | 89 | Timber mullions and transoms | 木材マリオンと欄間
Pr_20_76_92 | 20 | 76 | 92 |  | Tunnel structure products | トンネル構造製品
Pr_20_76_92_65 | 20 | 76 | 92 | 65 | Precast concrete tunnel units | プレキャストコンクリートトンネルユニット
Pr_20_85 | 20 | 85 |  |  | Support and restraint products | サポートおよび拘束製品
Pr_20_85_03 | 20 | 85 | 03 |  | Angles | 角度 |  |  |  | Carbon steel angle sections are described by characteristics such as supplied by, grade options for steel to be galvanized and specific requirements. An example use may be within a flying shores system.
Pr_20_85_03_02 | 20 | 85 | 03 | 02 | Aluminium angles | アルミアングル
Pr_20_85_03_11 | 20 | 85 | 03 | 11 | Carbon steel angle sections | 炭素鋼アングルセクション |  | 45-60-50/380 Carbon steel angle sections; |  | Carbon steel angle sections are described by characteristics such as supplied by, grade options for steel to be galvanized and specific requirements. An example use may be within a flying shores system.
Pr_20_85_03_50 | 20 | 85 | 03 | 50 | Masonry angle supports | 組積造角サポート |  | 45-25-95/410 Masonry supports; |  | Masonry supports are described by characteristics such as material and components, arrangement and dimensions. An example use may be within a masonry roof structure system.
Pr_20_85_03_63 | 20 | 85 | 03 | 63 | Plain angle supports | プレーンアングルサポート |  | 45-25-95/415 Plain angle support; |  | Plain angle support are described by characteristics such as material, section size and section thickness. An example use may be within a masonry internal leaf system.
Pr_20_85_03_84 | 20 | 85 | 03 | 84 | Stainless steel angles | ステンレス鋼の角度 |  | 45-70-05/385 Stainless steel, angles and brackets; |  | Stainless steel, angles and brackets are described by characteristics such as material, form and size. An example use may be within a glass fibre reinforced plastics (grp) cladding system.
Pr_20_85_03_85 | 20 | 85 | 03 | 85 | Stainless steel cladding angles | ステンレス鋼被覆角 |  | 45-70-05/375 Stainless steel, cladding angles and brackets; |  | Stainless steel, cladding angles and brackets are described by characteristics such as material, form and size. An example use may be within a glass fibre reinforced plastics (grp) cladding system.
Pr_20_85_06 | 20 | 85 | 06 |  | Bands and hoops | バンドとフープ |  |  |  | Banding are described by characteristics such as supplier and banding. An example use may be within a metal lathing casing system.
Pr_20_85_06_06 | 20 | 85 | 06 | 06 | Bandings | バンディング |  | 45-70-05/415 Banding; |  | Banding are described by characteristics such as supplier and banding. An example use may be within a metal lathing casing system.
Pr_20_85_06_11 | 20 | 85 | 06 | 11 | Carbon steel hoops | 炭素鋼フープ |  | 45-70-70/355 Carbon steel hoops; |  | Carbon steel hoops are described by characteristics such as form, duty and dimensions. An example use may be within a metal hoop barrier system.
Pr_20_85_06_85 | 20 | 85 | 06 | 85 | Stainless steel hoops | ステンレスフープ |  | 45-70-70/360 Stainless steel hoops; |  | Stainless steel hoops are described by characteristics such as form, duty and dimensions. An example use may be within a metal hoop barrier system.
Pr_20_85_07 | 20 | 85 | 07 |  | Barrier rails | バリアレール |  |  |  | Aluminium alloy rails are described by characteristics such as standards, dimensions and finishes. An example use may be within a metal post and rail barrier system.
Pr_20_85_07_02 | 20 | 85 | 07 | 02 | Aluminium alloy rails | アルミ合金レール |  | 45-70-70/340 Aluminium alloy rails; |  | Aluminium alloy rails are described by characteristics such as standards, dimensions and finishes. An example use may be within a metal post and rail barrier system.
Pr_20_85_07_03 | 20 | 85 | 07 | 03 | Aluminium support rails | アルミサポートレール |  | 45-70-70/410 Aluminium alloy support rails; |  | Aluminium alloy support rails are described by characteristics such as profile and dimensions. An example use may be within a rail fixed external wall insulation system.
Pr_20_85_07_04 | 20 | 85 | 07 | 04 | Aluminium carrier rails | アルミキャリアレール |  | 45-70-05/360 Aluminium carrier rails; |  | Aluminium carrier rails are described by characteristics such as standards, structural members and section. An example use may be within a modular unit vertical planting system.
Pr_20_85_07_10 | 20 | 85 | 07 | 10 | Carbon steel carrier rails | 炭素鋼キャリアレール |  | 45-70-05/365 Carbon steel carrier rails; |  | Carbon steel carrier rails are described by characteristics such as standards, section and size. An example use may be within a modular unit vertical planting system.
Pr_20_85_07_11 | 20 | 85 | 07 | 11 | Carbon steel fencing and barrier rails | 炭素鋼フェンスとバリアレール |  | 45-70-70/365 Carbon steel rails for fencing and barriers; |  | Carbon steel rails for fencing and barriers are described by characteristics such as standards, duty and dimensions. An example use may be within a carbon steel continuous bar fencing system.
Pr_20_85_07_12 | 20 | 85 | 07 | 12 | Carbon steel fencing and barrier top rails | 炭素鋼フェンシングとバリアトップレール |  | 45-70-70/395 Carbon steel top rails for fencing and barriers; |  | Carbon steel top rails for fencing and barriers are described by characteristics such as standards, dimensions and finishes. An example use may be within a carbon steel continuous bar fencing system.
Pr_20_85_07_13 | 20 | 85 | 07 | 13 | Carbon steel safety barrier open box beams | 炭素鋼安全バリアオープンボックスビーム |  | 45-70-70/315 Carbon steel open box beams for safety barriers; |  | Carbon steel open box beams for safety barriers are described by characteristics such as standards, dimensions and finishes. An example use may be within a metal vehicle containment parapet system.
Pr_20_85_07_14 | 20 | 85 | 07 | 14 | Carbon steel safety barrier rectangular hollow sections | 炭素鋼安全バリア長方形中空セクション |  | 45-70-70/310 Carbon steel rectangular hollow sections for safety barriers; |  | Carbon steel rectangular hollow sections for safety barriers are described by characteristics such as standards, dimensions and finishes. An example use may be within a metal vehicle containment parapet system.
Pr_20_85_07_15 | 20 | 85 | 07 | 15 | Carbon steel safety barrier tensioned corrugated beams | 炭素鋼安全バリア張力波形ビーム |  | 45-70-70/320 Carbon steel tensioned corrugated beams for safety barriers; |  | Carbon steel tensioned corrugated beams for safety barriers are described by characteristics such as standards, dimensions and finishes. An example use may be within a metal vehicle containment parapet system.
Pr_20_85_07_16 | 20 | 85 | 07 | 16 | Carbon steel safety barrier transitions and connections | 炭素鋼の安全バリアの移行と接続 |  | 45-70-70/330 Carbon steel transitions and connections for safety barriers; |  | Carbon steel transitions and connections for safety barriers are described by characteristics such as standards, item and dimensions. An example use may be within a metal vehicle containment parapet system.
Pr_20_85_07_17 | 20 | 85 | 07 | 17 | Carbon steel safety barrier un-tensioned corrugated beams | 炭素鋼安全バリア非張力波形のビーム |  | 45-70-70/325 Carbon steel untensioned corrugated beams for safety barriers; |  | Carbon steel untensioned corrugated beams for safety barriers are described by characteristics such as standards, dimensions and finishes. An example use may be within a metal vehicle containment parapet system.
Pr_20_85_07_18 | 20 | 85 | 07 | 18 | Carbon steel support rails | 炭素鋼サポートレール |  | 45-70-70/415 Carbon steel support rails; |  | Carbon steel support rails are described by characteristics such as profile, dimensions and surface protection. An example use may be within a rail fixed external wall insulation system.
Pr_20_85_07_19 | 20 | 85 | 07 | 19 | Cast iron rails | 鋳鉄レール |  | 45-70-70/370 Cast iron rails; |  | Cast iron rails are described by characteristics such as dimensions and finishes. An example use may be within a metal vertical pale fencing system.
Pr_20_85_07_20 | 20 | 85 | 07 | 20 | Concrete rails | コンクリートレール |  | 45-70-70/380 Precast concrete rails; |  | Precast concrete rails are described by characteristics such as wind load performance, steel reinforcement and dimensions. An example use may be within a precast concrete palisade fencing system.
Pr_20_85_07_63 | 20 | 85 | 07 | 63 | Plastics rails | プラスチックレール |  | 45-70-70/375 Plastics rails; |  | Plastics rails are described by characteristics such as thermoplastics material, dimensions and steel reinforcement. An example use may be within a wood post and panel barrier system.
Pr_20_85_07_65 | 20 | 85 | 07 | 65 | Protective frames | 保護フレーム |  | 45-70-70/435 Protective frames; |  | Protective frames are described by characteristics such as material, duty and dimensions. An example use may be within a protective rail system.
Pr_20_85_07_83 | 20 | 85 | 07 | 83 | Stainless steel carrier rails | ステンレス鋼キャリアレール |  | 45-70-05/390 Stainless steel carrier rails; |  | Stainless steel carrier rails are described by characteristics such as material, section and size. An example use may be within a modular unit vertical planting system.
Pr_20_85_07_84 | 20 | 85 | 07 | 84 | Stainless steel rails | ステンレスレール |  | 45-70-70/390 Stainless steel rails; |  | Stainless steel rails are described by characteristics such as dimensions and finishes. An example use may be within a metal post and rail barrier system.
Pr_20_85_07_85 | 20 | 85 | 07 | 85 | Stainless steel support rails | ステンレス製サポートレール |  | 45-70-70/420 Stainless steel support rails; |  | Stainless steel support rails are described by characteristics such as profile and dimensions. An example use may be within a rail fixed external wall insulation system.
Pr_20_85_07_92 | 20 | 85 | 07 | 92 | Unplasticized polyvinyl chloride (PVC-U) support rails | 非可塑化ポリ塩化ビニル（PVC-U）サポートレール |  | 45-70-70/425 PVC-U support rails; |  | Pvc-u support rails are described by characteristics such as profile and section size. An example use may be within an external wall insulation system.
Pr_20_85_07_97 | 20 | 85 | 07 | 97 | Wall-mounted furniture support rails | 壁家具サポートレール |  | 45-35-35/450 Wall mounted furniture support rails; |  | Wall mounted furniture support rails are described by characteristics such as rails, rail section and size. An example use may be within a general fittings, furnishings and equipment system.
Pr_20_85_08 | 20 | 85 | 08 |  | Beams and joists | 梁と根太 |  |  |  | Precast concrete beams are described by characteristics such as dimensions, finish and colour. An example use may be within a jacked pile underpinning system.
Pr_20_85_08_02 | 20 | 85 | 08 | 02 | Aluminium structural beams | アルミ構造梁
Pr_20_85_08_11 | 20 | 85 | 08 | 11 | Carbon steel beams | 炭素鋼ビーム
Pr_20_85_08_12 | 20 | 85 | 08 | 12 | Castellated carbon steel beams | 城郭を張った炭素鋼の梁
Pr_20_85_08_15 | 20 | 85 | 08 | 15 | Concrete beams | コンクリート梁 |  | 45-15-68/315 Precast concrete beams; |  | Precast concrete beams are described by characteristics such as dimensions, finish and colour. An example use may be within a jacked pile underpinning system.
Pr_20_85_08_17 | 20 | 85 | 08 | 17 | Cross laminated timber beams | クロスラミネート木材梁 |  | 45-60-90/390 Cross laminated timber products; |  | Cross laminated timber products are described by characteristics such as wood species, strength class and form. An example use may be within a timber framing system.
Pr_20_85_08_33 | 20 | 85 | 08 | 33 | Glued laminated timber beams | 接着積層木材梁 |  | 45-60-90/392 Glued laminated timber products; |  | Glued laminated timber products are described by characteristics such as standards, timber and strength class. An example use may be within an internal ramp system.
Pr_20_85_08_36 | 20 | 85 | 08 | 36 | Hardwood beams | 広葉樹梁
Pr_20_85_08_50 | 20 | 85 | 08 | 50 | Metal web joists | 金属製ウェブジョイスト
Pr_20_85_08_63 | 20 | 85 | 08 | 63 | Plastics beams | プラスチックビーム
Pr_20_85_08_65 | 20 | 85 | 08 | 65 | Post-tensioned concrete beams | ポストテンションコンクリート梁
Pr_20_85_08_66 | 20 | 85 | 08 | 66 | Prestressed concrete T-beams | プレストレストコンクリートT型梁 |  | 45-20-66/330 Prestressed concrete T-beams; |  | Prestressed concrete t-beams are described by characteristics such as dimensions (nominal). An example use may be within a precast concrete beam and block floor or roof deck system.
Pr_20_85_08_81 | 20 | 85 | 08 | 81 | Softwood beams | 針葉樹梁
Pr_20_85_08_83 | 20 | 85 | 08 | 83 | Stainless steel structural beams | ステンレス鋼構造梁
Pr_20_85_08_84 | 20 | 85 | 08 | 84 | Structural wood-composite box beams | 構造用木材複合ボックスビーム |  | 45-60-90/394 Prefabricated structural wood composite I-joists, I-beams and box beams; |  | Prefabricated structural wood composite i-joists, i-beams and box beams are described by characteristics such as prefabricated structural wood composite type, third party product certification and materials. An example use may be within a timber framing system.
Pr_20_85_08_85 | 20 | 85 | 08 | 85 | Structural wood-composite I-beams | 構造用木材複合Iビーム |  | 45-60-90/394 Prefabricated structural wood composite I-joists, I-beams and box beams; |  | Prefabricated structural wood composite i-joists, i-beams and box beams are described by characteristics such as prefabricated structural wood composite type, third party product certification and materials. An example use may be within a timber framing system.
Pr_20_85_08_86 | 20 | 85 | 08 | 86 | Structural wood-composite I-joists | 構造用木材複合I型ジョイスト |  | 45-60-90/394 Prefabricated structural wood composite I-joists, I-beams and box beams; |  | Prefabricated structural wood composite i-joists, i-beams and box beams are described by characteristics such as prefabricated structural wood composite type, third party product certification and materials. An example use may be within a timber framing system.
Pr_20_85_08_87 | 20 | 85 | 08 | 87 | Structural wood composites | 構造用木材複合材 |  | 45-60-90/396 Structural wood composite laminated veneer lumber (LVL), parallel strand lumber (PSL) and laminated strand lumber (LSL) products; |  | Structural wood composite laminated veneer lumber (lvl), parallel strand lumber (psl) and laminated strand lumber (lsl) products are described by characteristics such as structural wood composite type, product certification and wood species. An example use may be within a boardwalk system.
Pr_20_85_09 | 20 | 85 | 09 |  | Brackets | ブラケット |  |  |  | Brackets and clips for above ground drainage pipelines are described by characteristics such as pipe location, arrangement and form. An example use may be within a basement wastewater drainage system.
Pr_20_85_09_01 | 20 | 85 | 09 | 01 | Above-ground drainage pipe brackets | 地上排水管ブラケット |  | 90-10-20/340 Brackets and clips for above ground drainage pipelines; |  | Brackets and clips for above ground drainage pipelines are described by characteristics such as pipe location, arrangement and form. An example use may be within a basement wastewater drainage system.
Pr_20_85_09_02 | 20 | 85 | 09 | 02 | Aluminium brackets | アルミブラケット |  | 45-70-05/395 Aluminium brackets; |  | Aluminium brackets are described by characteristics such as section size, length and factory finish. An example use may be within a hanging container planting system.
Pr_20_85_09_03 | 20 | 85 | 09 | 03 | Aluminium bronze brackets | アルミ青銅ブラケット |  | 45-70-05/305 Aluminium bronze brackets; |  | Aluminium bronze brackets are described by characteristics such as form, sizes and thickness (minimum).
Pr_20_85_09_05 | 20 | 85 | 09 | 05 | Aluminium downpipe brackets | アルミニウム縦樋ブラケット |  | 45-70-05/425 Aluminium brackets for downpipes; |  | Aluminium brackets for downpipes are described by characteristics such as to suit profile, size and finish. An example use may be within a metal tile cladding system.
Pr_20_85_09_07 | 20 | 85 | 09 | 07 | Aluminium rainwater gutter brackets | アルミ雨水樋ブラケット |  | 45-70-05/420 Aluminium brackets for rainwater gutters; |  | Aluminium brackets for rainwater gutters are described by characteristics such as form, to suit profile and size. An example use may be within a modular unit vertical planting system.
Pr_20_85_09_09 | 20 | 85 | 09 | 09 | Bracketed angle supports | ブラケット付きアングルサポート |  | 45-25-95/400 Bracketed angle support; |  | Bracketed angle support are described by characteristics such as material, loading limit and angles. An example use may be within a masonry internal leaf system.
Pr_20_85_09_11 | 20 | 85 | 09 | 11 | Carbon steel brackets | 炭素鋼ブラケット |  | 45-70-05/400 Carbon steel brackets; |  | Carbon steel brackets are described by characteristics such as factory finish, colour and section size. An example use may be within a hanging container planting system.
Pr_20_85_09_12 | 20 | 85 | 09 | 12 | Carbon steel cavity barrier brackets | 炭素鋼キャビティバリアブラケット |  | 45-70-05/335 Carbon steel cavity barrier brackets; |  | Carbon steel cavity barrier brackets are described by characteristics such as factory finish, size and thickness. An example use may be within a modular unit vertical planting system.
Pr_20_85_09_14 | 20 | 85 | 09 | 14 | Carbon steel fencing brackets | 炭素鋼フェンスブラケット |  | 45-25-38/410 Fencing brackets; |  | Fencing brackets are described by characteristics such as dimensions, material and finishes. An example use may be within a composite board or palisade fencing system.
Pr_20_85_09_16 | 20 | 85 | 09 | 16 | Carbon steel masonry brackets | 炭素鋼組積造ブラケット |  | 45-70-05/310 Carbon steel brackets; |  | Carbon steel brackets are described by characteristics such as form, factory finish and sizes. An example use may be within a modular unit vertical planting system.
Pr_20_85_09_17 | 20 | 85 | 09 | 17 | Cast and wrought iron brackets | 鋳造および錬鉄製ブラケット |  | 45-70-05/417 Cast and wrought iron brackets; |  | Cast and wrought iron brackets are described by characteristics such as material, factory finish and design. An example use may be within a hanging container planting system.
Pr_20_85_09_18 | 20 | 85 | 09 | 18 | Cast iron downpipe brackets | 鋳鉄製縦樋ブラケット |  | 45-70-05/435 Cast iron brackets for downpipes; |  | Cast iron brackets for downpipes are described by characteristics such as to suit profile, size and finish.
Pr_20_85_09_19 | 20 | 85 | 09 | 19 | Cast iron rainwater gutter brackets | 鋳鉄製雨水溝ブラケット |  | 45-70-05/430 Cast iron brackets for rainwater gutters; |  | Cast iron brackets for rainwater gutters are described by characteristics such as form, to suit profile and size. An example use may be within a metal tile roofing system.
Pr_20_85_09_20 | 20 | 85 | 09 | 20 | Copper brackets | 銅ブラケット |  | 45-70-05/315 Copper brackets; |  | Copper brackets are described by characteristics such as form, thickness (minimum) and sizes.
Pr_20_85_09_21 | 20 | 85 | 09 | 21 | Copper downpipe brackets | 銅製縦樋ブラケット |  | 45-70-05/445 Copper brackets for downpipes; |  | Copper brackets for downpipes are described by characteristics such as to suit profile and size.
Pr_20_85_09_22 | 20 | 85 | 09 | 22 | Copper rainwater gutter brackets | 銅雨水溝ブラケット |  | 45-70-05/440 Copper brackets for rainwater gutters; |  | Copper brackets for rainwater gutters are described by characteristics such as form, to suit profile and size.
Pr_20_85_09_23 | 20 | 85 | 09 | 23 | Curtain wall adjustable support brackets | カーテンウォールの調節可能なサポートブラケット |  | 45-70-05/367 Curtain wall adjustable support brackets; |  | Curtain wall adjustable support brackets are described by characteristics such as supplied by, requirement and bracket type. An example use may be within a unitized curtain walling system.
Pr_20_85_09_24 | 20 | 85 | 09 | 24 | Downpipe brackets | 縦樋ブラケット
Pr_20_85_09_26 | 20 | 85 | 09 | 26 | Eaves gutter brackets | 軒樋ブラケット |  | 90-05-35/450 Eaves gutter brackets; |  | Eaves gutter brackets are described by characteristics such as form, material and finish. An example use may be within an external gravity rainwater drainage system.
Pr_20_85_09_28 | 20 | 85 | 09 | 28 | Extinguisher mounting brackets | 消火器取り付けブラケット |  | 45-35-28/460 Mounting brackets; |  | Mounting brackets are described by characteristics such as material and size. An example use may be within a fire blanket system.
Pr_20_85_09_30 | 20 | 85 | 09 | 30 | Fire bucket wall brackets | 消防バケットウォールブラケット |  | 45-35-10/325 Wall brackets for fire buckets; |  | Wall brackets for fire buckets are described by characteristics such as material and colour. An example use may be within a general fittings, furnishings and equipment system.
Pr_20_85_09_31 | 20 | 85 | 09 | 31 | Galvanized steel downpipe brackets | 亜鉛メッキ鋼製縦樋ブラケット |  | 45-70-05/455 Galvanized brackets for downpipes; |  | Galvanized brackets for downpipes are described by characteristics such as to suit profile, size and finish. An example use may be within a metal tile cladding system.
Pr_20_85_09_32 | 20 | 85 | 09 | 32 | Galvanized steel rainwater gutter brackets | 亜鉛メッキ鋼製雨水溝ブラケット |  | 45-70-05/450 Galvanized brackets for rainwater gutters; |  | Galvanized brackets for rainwater gutters are described by characteristics such as form, to suit profile and size. An example use may be within a modular unit vertical planting system.
Pr_20_85_09_33 | 20 | 85 | 09 | 33 | Galvanized steel brackets | 亜鉛メッキ鋼製ブラケット |  | 45-70-05/370 Galvanized steel brackets; |  | Galvanized steel brackets are described by characteristics such as size, thickness and factory finish.
Pr_20_85_09_37 | 20 | 85 | 09 | 37 | Hollow box galvanized steel brackets | 中空ボックス亜鉛メッキ鋼製ブラケット
Pr_20_85_09_38 | 20 | 85 | 09 | 38 | Hot-dip pre-coated carbon steel downpipe brackets | 溶融めっきプレコート炭素鋼縦樋ブラケット
Pr_20_85_09_39 | 20 | 85 | 09 | 39 | Hot-dip pre-coated carbon steel rainwater gutter brackets | 溶融めっきプレコート炭素鋼雨水溝ブラケット
Pr_20_85_09_42 | 20 | 85 | 09 | 42 | Individual masonry brackets | 個々の石材ブラケット |  | 45-25-95/405 Individual brackets; |  | Individual brackets are described by characteristics such as material, thickness (minimum) and length. An example use may be within a masonry external leaf system.
Pr_20_85_09_46 | 20 | 85 | 09 | 46 | Ladder gutter brackets | ラダーガターブラケット
Pr_20_85_09_47 | 20 | 85 | 09 | 47 | Ladder wall brackets | はしご壁ブラケット
Pr_20_85_09_48 | 20 | 85 | 09 | 48 | Louvre and shading mounting brackets | ルーバーとシェーディング取り付けブラケット |  | 45-25-50/460 Mounting brackets for louvre and shading systems; |  | Mounting brackets for louvre and shading systems are described by characteristics such as material, size and finish. An example use may be within a projecting brise-soleil system.
Pr_20_85_09_52 | 20 | 85 | 09 | 52 | Metal timber member fixing brackets | 金属材固定金具 |  | 45-70-05/403 Metal brackets for fixing timber members; |  | Metal brackets for fixing timber members are described by characteristics such as material, purpose and size.
Pr_20_85_09_54 | 20 | 85 | 09 | 54 | Mounting brackets | 取り付けブラケット
Pr_20_85_09_62 | 20 | 85 | 09 | 62 | Phosphor bronze brackets | りん青銅ブラケット |  | 45-70-05/320 Phosphor bronze brackets; |  | Phosphor bronze brackets are described by characteristics such as form, thickness (minimum) and sizes. An example use may be within a frame and door leaf system.
Pr_20_85_09_63 | 20 | 85 | 09 | 63 | Plastics brackets | プラスチックブラケット
Pr_20_85_09_72 | 20 | 85 | 09 | 72 | Roof gutter brackets | ルーフガターブラケット |  | 90-05-35/460 Roof gutter brackets and straps; |  | Roof gutter brackets and straps are described by characteristics such as material, finish and form. An example use may be within a metal composite panel roofing system.
Pr_20_85_09_81 | 20 | 85 | 09 | 81 | Stainless steel brackets | ステンレス鋼ブラケット |  | 45-70-05/405 Stainless steel brackets; |  | Stainless steel brackets are described by characteristics such as material, section size and length. An example use may be within a hanging container planting system.
Pr_20_85_09_82 | 20 | 85 | 09 | 82 | Stainless steel cavity barrier brackets | ステンレス鋼のキャビティバリアブラケット |  | 45-70-05/340 Stainless steel cavity barrier brackets; |  | Stainless steel cavity barrier brackets are described by characteristics such as material, size and thickness. An example use may be within a modular unit vertical planting system.
Pr_20_85_09_84 | 20 | 85 | 09 | 84 | Stainless steel handrail brackets | ステンレス鋼の手すりブラケット |  | 45-70-05/410 Stainless steel handrail brackets; |  | Stainless steel handrail brackets are described by characteristics such as material, size and factory finish.
Pr_20_85_09_87 | 20 | 85 | 09 | 87 | Stainless steel masonry brackets | ステンレス鋼組積造ブラケット |  | 45-70-05/325 Stainless steel brackets; |  | Stainless steel brackets are described by characteristics such as material, standards and grade. An example use may be within a modular unit vertical planting system.
Pr_20_85_09_88 | 20 | 85 | 09 | 88 | Sink supports | シンクサポート |  | 45-35-70/347 Supports for sinks; |  | Supports for sinks are described by characteristics such as form and materials. An example use may be within a laboratory fittings, furnishings and equipment system.
Pr_20_85_09_92 | 20 | 85 | 09 | 92 | Unplasticized polyvinyl chloride (PVC-U) downpipe brackets | 未可塑化ポリ塩化ビニル（PVC-U）ダウンパイプブラケット |  | 45-70-05/465 PVC-U brackets for downpipes; |  | Pvc-u brackets for downpipes are described by characteristics such as to suit profile, size and colour. An example use may be within a metal tile cladding system.
Pr_20_85_09_93 | 20 | 85 | 09 | 93 | Unplasticized polyvinyl chloride (PVC-U) rainwater gutter brackets | 可塑化されていないポリ塩化ビニル（PVC-U）雨水溝ブラケット |  | 45-70-05/460 PVC-U brackets for rainwater gutters; |  | Pvc-u brackets for rainwater gutters are described by characteristics such as form, to suit profile and size.
Pr_20_85_09_96 | 20 | 85 | 09 | 96 | Wall-hung WC support brackets | 壁掛けWCサポートブラケット |  | 45-35-70/393 Wall hung WC support brackets; |  | Wall hung wc support brackets are described by characteristics such as form and materials. An example use may be within a wc assembly.
Pr_20_85_09_98 | 20 | 85 | 09 | 98 | Washbasin support brackets | 洗面台サポートブラケット |  | 45-35-70/374 Supports for wash basins; |  | Supports for wash basins are described by characteristics such as form and materials. An example use may be within a wash basin assembly.
Pr_20_85_10 | 20 | 85 | 10 |  | Bridge bearings | ブリッジベアリング |  |  |  | Cylindrical ptfe bearings are described by characteristics such as material, corrosion protection and dimensions.
Pr_20_85_10_20 | 20 | 85 | 10 | 20 | Cylindrical PTFE bearings | 円筒形PTFEベアリング |  | 45-70-07/345 Cylindrical PTFE bearings; |  | Cylindrical ptfe bearings are described by characteristics such as material, corrosion protection and dimensions.
Pr_20_85_10_27 | 20 | 85 | 10 | 27 | Elastomeric bearings | エラストマーベアリング |  | 45-70-07/310 Elastomeric bearings; |  | Elastomeric bearings are described by characteristics such as bearing type, material and form.
Pr_20_85_10_35 | 20 | 85 | 10 | 35 | Guide bearings | ガイドベアリング |  | 45-70-07/330 Guide bearings; |  | Guide bearings are described by characteristics such as material, corrosion protection and load bearing capacity.
Pr_20_85_10_65 | 20 | 85 | 10 | 65 | Pot bearings | ポットベアリング |  | 45-70-07/315 Pot bearings; |  | Pot bearings are described by characteristics such as pot and piston, elastomeric pad material and dimensions.
Pr_20_85_10_70 | 20 | 85 | 10 | 70 | Restraint bearings | 拘束ベアリング |  | 45-70-07/340 Restraint bearings; |  | Restraint bearings are described by characteristics such as material, corrosion protection and dimensions.
Pr_20_85_10_72 | 20 | 85 | 10 | 72 | Rocker bearings | ロッカーベアリング |  | 45-70-07/325 Rocker bearings; |  | Rocker bearings are described by characteristics such as rocker bearing type, material and corrosion protection.
Pr_20_85_10_73 | 20 | 85 | 10 | 73 | Roller bearings | ローラーベアリング |  | 45-70-07/335 Roller bearings; |  | Roller bearings are described by characteristics such as bearing type, material and material class.
Pr_20_85_10_79 | 20 | 85 | 10 | 79 | Sliding element | スライド要素 |  | 45-70-07/305 Sliding element; |  | Sliding element are described by characteristics such as application, material and corrosion protection.
Pr_20_85_10_81 | 20 | 85 | 10 | 81 | Spherical PTFE bearings | 球面PTFEベアリング |  | 45-70-07/320 Spherical PTFE bearings; |  | Spherical ptfe bearings are described by characteristics such as material, corrosion protection and dimensions.
Pr_20_85_11 | 20 | 85 | 11 |  | Bridge suspension cables | 橋吊りケーブル |  |  |  | Locked coil strand are described by characteristics such as tensile strength (minimum), breaking load (minimum) and nominal axial stiffness.
Pr_20_85_11_48 | 20 | 85 | 11 | 48 | Locked coil strand cables | ロックされたコイルより線ケーブル |  | 45-70-15/320 Locked coil strand; |  | Locked coil strand are described by characteristics such as tensile strength (minimum), breaking load (minimum) and nominal axial stiffness.
Pr_20_85_11_60 | 20 | 85 | 11 | 60 | Parallel wire strand cables | 平行ワイヤーより線ケーブル |  | 45-70-15/330 Parallel wire strand; |  | Parallel wire strand are described by characteristics such as tensile strength (minimum), breaking load(minimum)) and nominal axial stiffness.
Pr_20_85_11_80 | 20 | 85 | 11 | 80 | Spiral strand cables | スパイラルストランドケーブル |  | 45-70-15/310 Spiral strand; |  | Spiral strand are described by characteristics such as tensile strength (minimum), breaking load (minimum) and nominal axial stiffness.
Pr_20_85_12 | 20 | 85 | 12 |  | Bunds and ducts | 堤防とダクト |  |  |  | Precast concrete bund units are described by characteristics such as panel dimensions, unit weight (maximum) and finish to exposed faces.
Pr_20_85_12_14 | 20 | 85 | 12 | 14 | Concrete bund units | コンクリート堤防ユニット |  | 45-30-60/410 Precast concrete bund units; |  | Precast concrete bund units are described by characteristics such as panel dimensions, unit weight (maximum) and finish to exposed faces.
Pr_20_85_12_24 | 20 | 85 | 12 | 24 | Concrete duct units | コンクリートダクトユニット |  | 45-30-60/430 Precast concrete duct units; |  | Precast concrete duct units are described by characteristics such as internal clear dimensions (minimum), depth and width.
Pr_20_85_13 | 20 | 85 | 13 |  | Concrete base and foundation products | コンクリート基礎および基礎製品 |  |  |  | Precast concrete fence post bases are described by characteristics such as dimensions, formed elements and finish.
Pr_20_85_13_29 | 20 | 85 | 13 | 29 | Concrete bases for fence posts | フェンスポストのコンクリートベース |  | 45-15-66/415 Precast concrete fence post bases; |  | Precast concrete fence post bases are described by characteristics such as dimensions, formed elements and finish.
Pr_20_85_13_30 | 20 | 85 | 13 | 30 | Concrete floating slab foundations | コンクリート浮遊スラブ基礎
Pr_20_85_13_32 | 20 | 85 | 13 | 32 | Concrete foundation pads | コンクリート基礎パッド |  | 45-15-66/425 Precast concrete foundation pads; |  | Precast concrete foundation pads are described by characteristics such as dimensions and finish. An example use may be within a precast concrete pad and strip foundation system.
Pr_20_85_13_35 | 20 | 85 | 13 | 35 | Concrete ground beams | コンクリート地盤 |  | 45-15-66/430 Precast concrete ground beams; |  | Precast concrete ground beams are described by characteristics such as dimensions, end details and finish. An example use may be within a precast concrete pad and strip foundation system.
Pr_20_85_13_63 | 20 | 85 | 13 | 63 | Concrete plinth units | コンクリート台座ユニット |  | 45-30-60/420 Precast concrete plinth units; |  | Precast concrete plinth units are described by characteristics such as panel dimensions, unit weight (maximum) and finish to exposed faces.
Pr_20_85_13_65 | 20 | 85 | 13 | 65 | Concrete pocket foundations | コンクリートポケット基礎 |  | 45-15-66/420 Precast concrete pocket foundations; |  | Precast concrete pocket foundations are described by characteristics such as dimensions, pocket details and finish. An example use may be within a precast concrete pad and strip foundation system.
Pr_20_85_14 | 20 | 85 | 14 |  | Concrete flooring and decking products | コンクリートの床とデッキ製品 |  |  |  | Precast concrete hollow core slabs are described by characteristics such as dimensions (nominal) and finish. An example use may be within a precast concrete floor or roof deck system.
Pr_20_85_14_14 | 20 | 85 | 14 | 14 | Concrete hollow core slabs | コンクリート中空コアスラブ |  | 45-20-66/310 Precast concrete hollow core slabs; |  | Precast concrete hollow core slabs are described by characteristics such as dimensions (nominal) and finish. An example use may be within a precast concrete floor or roof deck system.
Pr_20_85_14_15 | 20 | 85 | 14 | 15 | Concrete kentledge blocks | コンクリートケントルブロック |  | 45-15-66/440 Precast concrete kentledge blocks; |  | Precast concrete kentledge blocks are described by characteristics such as weight (minimum), dimensions and cast-in accessories. An example use may be within a framed retention structure system.
Pr_20_85_14_16 | 20 | 85 | 14 | 16 | Concrete solid slabs | コンクリート固体スラブ |  | 45-20-66/320 Precast concrete solid slabs; |  | Precast concrete solid slabs are described by characteristics such as depth (nominal) and finish. An example use may be within a composite concrete floor, roof deck or balcony system.
Pr_20_85_16 | 20 | 85 | 16 |  | Columns and column accessories | 柱と柱アクセサリー |  |  |  | Carbon steel column shoes are described by characteristics such as usage, material and anchors. An example use may be within an in situ unreinforced concrete pad and strip foundation system.
Pr_20_85_16_02 | 20 | 85 | 16 | 02 | Aluminium structural columns | アルミ構造柱
Pr_20_85_16_03 | 20 | 85 | 16 | 03 | Aluminium column shoes | アルミ製コラムシューズ
Pr_20_85_16_11 | 20 | 85 | 16 | 11 | Carbon steel columns | 炭素鋼カラム
Pr_20_85_16_12 | 20 | 85 | 16 | 12 | Carbon steel column shoes | 炭素鋼のコラムの靴 |  | 45-60-50/340 Carbon steel column shoes; |  | Carbon steel column shoes are described by characteristics such as usage, material and anchors. An example use may be within an in situ unreinforced concrete pad and strip foundation system.
Pr_20_85_16_14 | 20 | 85 | 16 | 14 | Cast iron columns | 鋳鉄柱
Pr_20_85_16_15 | 20 | 85 | 16 | 15 | Concrete columns | コンクリート柱 |  | 45-15-68/310 Precast concrete columns; |  | Precast concrete columns are described by characteristics such as dimensions, finish and colour. An example use may be within a precast concrete framing system.
Pr_20_85_16_36 | 20 | 85 | 16 | 36 | Hardwood structural columns | 広葉樹構造柱
Pr_20_85_16_62 | 20 | 85 | 16 | 62 | Plastics columns | プラスチック製カラム
Pr_20_85_16_81 | 20 | 85 | 16 | 81 | Softwood structural columns | 針葉樹の構造柱
Pr_20_85_16_84 | 20 | 85 | 16 | 84 | Stainless steel structural columns | ステンレス鋼構造柱
Pr_20_85_16_85 | 20 | 85 | 16 | 85 | Stainless steel column shoes | ステンレスコラムシューズ |  | 45-60-50/350 Stainless steel column shoes; |  | Stainless steel column shoes are described by characteristics such as usage, material and anchors. An example use may be within an in situ unreinforced concrete pad and strip foundation system.
Pr_20_85_16_86 | 20 | 85 | 16 | 86 | Stone columns | 石の柱
Pr_20_85_16_96 | 20 | 85 | 16 | 96 | Wind posts | 風柱 |  | 45-25-95/425 Wind posts; |  | Wind posts are described by characteristics such as material, configuration type and section. An example use may be within a masonry internal leaf system.
Pr_20_85_18 | 20 | 85 | 18 |  | Bridge deck products | ブリッジデッキ製品
Pr_20_85_18_10 | 20 | 85 | 18 | 10 | Bridge diaphragms | 橋ダイヤフラム
Pr_20_85_18_12 | 20 | 85 | 18 | 12 | Cast iron bridge pedestals | 鋳鉄橋台
Pr_20_85_18_14 | 20 | 85 | 18 | 14 | Concrete bridge pedestals | コンクリート橋台
Pr_20_85_18_85 | 20 | 85 | 18 | 85 | Steel bridge pedestals | 鋼橋台座
Pr_20_85_28 | 20 | 85 | 28 |  | Erosion control and breakwater products | 侵食防止および防波堤製品 |  |  |  | Coir rolls, logs and pallets are described by characteristics such as diameter. An example use may be within an erosion control system.
Pr_20_85_28_09 | 20 | 85 | 28 | 09 | Brushwood fascines | ブラシウッドファシネ
Pr_20_85_28_15 | 20 | 85 | 28 | 15 | Coir erosion mats | コイア侵食マット |  | 45-65-30/310 Coir rolls, logs and pallets; |  | Coir rolls, logs and pallets are described by characteristics such as diameter. An example use may be within an erosion control system.
Pr_20_85_28_16 | 20 | 85 | 28 | 16 | Concrete tetrapods | コンクリート四脚
Pr_20_85_28_27 | 20 | 85 | 28 | 27 | Erosion control logs | 侵食制御ログ |  | 45-65-30/310 Coir rolls, logs and pallets; |  | Coir rolls, logs and pallets are described by characteristics such as diameter. An example use may be within an erosion control system.
Pr_20_85_28_28 | 20 | 85 | 28 | 28 | Erosion control pallets | 侵食防止パレット |  | 45-65-30/310 Coir rolls, logs and pallets; |  | Coir rolls, logs and pallets are described by characteristics such as diameter. An example use may be within an erosion control system.
Pr_20_85_28_30 | 20 | 85 | 28 | 30 | Flood barriers | 洪水バリア
Pr_20_85_28_33 | 20 | 85 | 28 | 33 | Galvanized wire bastion cages | 亜鉛メッキワイヤー要塞ケージ |  | 45-65-30/350 Galvanized wire bastion cages; |  | Galvanized wire bastion cages are described by characteristics such as dimensions (length x width x depth), mesh construction and coatings. An example use may be within an erosion control system.
Pr_20_85_28_34 | 20 | 85 | 28 | 34 | Galvanized wire mattress cages | 亜鉛メッキワイヤーマットレスケージ |  | 45-65-30/340 Galvanized wire mattress cages; |  | Galvanized wire mattress cages are described by characteristics such as dimensions (length x width x depth), mesh construction and coatings. An example use may be within an erosion control system.
Pr_20_85_28_35 | 20 | 85 | 28 | 35 | Galvanized wire trapion cages | 亜鉛メッキワイヤートラップケージ |  | 45-65-30/330 Galvanized wire trapion cages; |  | Galvanized wire trapion cages are described by characteristics such as dimensions (length x width x depth), mesh construction and coatings. An example use may be within an erosion control system.
Pr_20_85_28_36 | 20 | 85 | 28 | 36 | Galvanized wire gabion cages | 亜鉛メッキワイヤー蛇籠ケージ |  | 45-65-30/320 Galvanized wire gabion cages; |  | Galvanized wire gabion cages are described by characteristics such as dimensions (length x width x depth), mesh construction and coatings. An example use may be within an erosion control system.
Pr_20_85_28_38 | 20 | 85 | 28 | 38 | Hessian bags | ヘシアンバッグ |  | 45-65-30/380 Fabric bags; |  | Fabric bags are described by characteristics such as dimensions and required life span. An example use may be within a bagwork retaining wall system.
Pr_20_85_28_45 | 20 | 85 | 28 | 45 | Liquid-absorbing barriers | 液体吸収バリア
Pr_20_85_28_46 | 20 | 85 | 28 | 46 | Liquid-absorbing sacks | 吸液袋
Pr_20_85_28_62 | 20 | 85 | 28 | 62 | Plastics mattress cages | プラスチック製マットレスケージ |  | 45-65-30/360 Plastics mattress cages; |  | Plastics mattress cages are described by characteristics such as mattress dimensions (length x width x depth), mesh construction and diaphragm panels. An example use may be within an erosion control system.
Pr_20_85_28_63 | 20 | 85 | 28 | 63 | Polypropylene bags | ポリプロピレンバッグ |  | 45-65-30/365 Polypropylene bags; |  | Polypropylene bags are described by characteristics such as dimensions and durability.
Pr_20_85_28_64 | 20 | 85 | 28 | 64 | Polypropylene (PP) rock rolls | ポリプロピレン（PP）ロックロール |  | 45-65-30/370 Polypropylene rock rolls; |  | Polypropylene rock rolls are described by characteristics such as mesh construction and diameter. An example use may be within an erosion control system.
Pr_20_85_28_75 | 20 | 85 | 28 | 75 | Sand bags | サンドバッグ
Pr_20_85_32 | 20 | 85 | 32 |  | Frames and grids | フレームとグリッド |  |  |  | Aluminium frames are described by characteristics such as alloy and temper, section and size. An example use may be within an in situ glass block wall system.
Pr_20_85_32_01 | 20 | 85 | 32 | 01 | Aluminium-zinc coated retention grids | アルミニウム-亜鉛コーティングされた保持グリッド
Pr_20_85_32_02 | 20 | 85 | 32 | 02 | Aluminium frames | アルミフレーム |  | 45-70-30/350 Aluminium frames; |  | Aluminium frames are described by characteristics such as alloy and temper, section and size. An example use may be within an in situ glass block wall system.
Pr_20_85_32_04 | 20 | 85 | 32 | 04 | Aluminium structural sealant glazing subframes | アルミニウム構造シーラントグレージングサブフレーム |  | 45-70-30/310 Aluminium subframe for structural sealant glazing; |  | Aluminium subframe for structural sealant glazing are described by characteristics such as alloy, temper and thickness, structural members and finish. An example use may be within a stick curtain walling system.
Pr_20_85_32_06 | 20 | 85 | 32 | 06 | Aluminium subframes | アルミサブフレーム
Pr_20_85_32_11 | 20 | 85 | 32 | 11 | Carbon steel frames | 炭素鋼フレーム |  | 45-70-30/355 Carbon steel frames; |  | Carbon steel frames are described by characteristics such as section, size and corrosion protection. An example use may be within an in situ glass block wall system.
Pr_20_85_32_12 | 20 | 85 | 32 | 12 | Carbon steel frame fasteners | 炭素鋼フレームファスナー |  | 45-70-30/415 Carbon steel components in timber frames; |  | Carbon steel components in timber frames are described by characteristics such as components, corrosion protection and size.
Pr_20_85_32_13 | 20 | 85 | 32 | 13 | Carbon steel structural sealant glazing subframes | 炭素鋼構造シーラントグレージングサブフレーム |  | 45-70-30/320 Carbon steel subframe for structural sealant glazing; |  | Carbon steel subframe for structural sealant glazing are described by characteristics such as standards, thickness and corrosion protection. An example use may be within a stick curtain walling system.
Pr_20_85_32_14 | 20 | 85 | 32 | 14 | Carbon steel dry lining frames | 炭素鋼ドライライニングフレーム |  | 45-70-30/390 Steel frames for dry linings; |  | Steel frames for dry linings are described by characteristics such as material and component types. An example use may be within a gypsum board partition system.
Pr_20_85_32_16 | 20 | 85 | 32 | 16 | Carbon steel subframes | 炭素鋼サブフレーム
Pr_20_85_32_22 | 20 | 85 | 32 | 22 | Demountable suspended ceiling grids | 取り外し可能な吊り天井グリッド |  | 45-70-45/335 Demountable suspended ceiling grid; |  | Demountable suspended ceiling grid are described by characteristics such as grid type, components and material. An example use may be within a fabric membrane (stretch) ceiling system.
Pr_20_85_32_30 | 20 | 85 | 32 | 30 | Floor level chute support frames | 床レベルシュートサポートフレーム |  | 45-30-15/330 Floor level support frames; |  | Floor level support frames are described by characteristics such as supplied by, construction and accessories. An example use may be within a built-in linen chute system.
Pr_20_85_32_80 | 20 | 85 | 32 | 80 | Solar module ballasted mounting frames | ソーラーモジュールバラスト取り付けフレーム
Pr_20_85_32_81 | 20 | 85 | 32 | 81 | Solar module free-standing mounting frames | ソーラーモジュール自立型取り付けフレーム
Pr_20_85_32_82 | 20 | 85 | 32 | 82 | Space frames | スペースフレーム
Pr_20_85_32_84 | 20 | 85 | 32 | 84 | Stainless steel frames | ステンレス鋼フレーム |  | 45-70-30/370 Stainless steel frames; |  | Stainless steel frames are described by characteristics such as standards, grade and section. An example use may be within an in situ glass block wall system.
Pr_20_85_32_85 | 20 | 85 | 32 | 85 | Stainless steel frame fasteners | ステンレス鋼フレームファスナー |  | 45-70-30/420 Stainless steel components in timber frames; |  | Stainless steel components in timber frames are described by characteristics such as components, standards and grade.
Pr_20_85_32_88 | 20 | 85 | 32 | 88 | Timber dry lining frames | 木材ドライライニングフレーム |  | 45-70-30/395 Timber frames for dry lining; |  | Timber frames for dry lining are described by characteristics such as supplied by, species and quality. An example use may be within a timber board casing system.
Pr_20_85_32_92 | 20 | 85 | 32 | 92 | Unplasticized polyvinyl chloride (PVC-U) frames | 非可塑化ポリ塩化ビニル（PVC-U）フレーム |  | 45-70-30/360 PVC-U frames; |  | Pvc-u frames are described by characteristics such as section, size and colour. An example use may be within an in situ glass block wall system.
Pr_20_85_32_93 | 20 | 85 | 32 | 93 | Unplasticized polyvinyl chloride (PVC-U) subframes | 非可塑化ポリ塩化ビニル（PVC-U）サブフレーム |  | 45-25-97/310 PVC-U subframes; |  | Pvc-u subframes are described by characteristics such as third party accreditation, standards and fire resistance. An example use may be within an external window system.
Pr_20_85_32_94 | 20 | 85 | 32 | 94 | Unplasticized polyvinyl chloride (PVC-U) window subframes | 非可塑化ポリ塩化ビニル（PVC-U）ウィンドウサブフレーム
Pr_20_85_32_96 | 20 | 85 | 32 | 96 | Wood frames | ウッドフレーム |  | 45-70-30/365 Wood frames; |  | Wood frames are described by characteristics such as supplied by, species and quality. An example use may be within a duct and wall panel lining system.
Pr_20_85_32_97 | 20 | 85 | 32 | 97 | Wood subframes | ウッドサブフレーム |  | 45-25-97/320 Wood subframes; |  | Wood subframes are described by characteristics such as third party accreditation, timber and assembly adhesive. An example use may be within an external window system.
Pr_20_85_32_98 | 20 | 85 | 32 | 98 | Wood window subframes | 木製窓サブフレーム
Pr_20_85_34 | 20 | 85 | 34 |  | Ground support products | 地上支援製品
Pr_20_85_34_34 | 20 | 85 | 34 | 34 | Grouted pipe spiles | グラウト管の山
Pr_20_85_34_84 | 20 | 85 | 34 | 84 | Steel spiles | 鋼の山
Pr_20_85_46 | 20 | 85 | 46 |  | Lathings and furrings | 旋盤と下地 |  |  |  | Damp-proof lathing are described by characteristics such as material, stud size and fixing and sealing accessories. An example use may be within a multicoat plaster system.
Pr_20_85_46_21 | 20 | 85 | 46 | 21 | Damp-proof lathings | 防湿旋盤 |  | 45-75-45/310 Damp-proof lathing; |  | Damp-proof lathing are described by characteristics such as material, stud size and fixing and sealing accessories. An example use may be within a multicoat plaster system.
Pr_20_85_46_28 | 20 | 85 | 46 | 28 | Expanded metal lathings | エキスパンドメタル旋盤 |  | 45-75-45/320 Expanded metal lathing; |  | Expanded metal lathing are described by characteristics such as material, material standard and form. An example use may be within a metal lathing on solid substrate system.
Pr_20_85_46_36 | 20 | 85 | 46 | 36 | Hardwood furrings | 堅材の下地
Pr_20_85_46_52 | 20 | 85 | 46 | 52 | Metal arch form lathings | メタルアーチ形旋盤 |  | 45-75-45/330 Metal arch form lathing; |  | Metal arch form lathing are described by characteristics such as material, form and dimensions. An example use may be within a sprayed internal monolithic coating system.
Pr_20_85_46_53 | 20 | 85 | 46 | 53 | Metal furring channels | 金属下地溝 |  | 45-75-45/380 Metal furring channels; |  | Metal furring channels are described by characteristics such as supplied by, section and size. An example use may be within a metal lathing on framing system.
Pr_20_85_46_96 | 20 | 85 | 46 | 96 | Wood lathings | ウッド旋盤 |  | 45-75-45/340 Wood lathing; |  | Wood lathing are described by characteristics such as quality of timber, laths and species. An example use may be within a multicoat plaster system.
Pr_20_85_46_97 | 20 | 85 | 46 | 97 | Wood tapered furring pieces | ウッドテーパード下地部分 |  | 45-75-45/390 Wood tapered firring pieces; |  | Wood tapered firring pieces are described by characteristics such as supplied by, species and size. An example use may be within a metal lathing on framing system.
Pr_20_85_47 | 20 | 85 | 47 |  | Legs, pedestals, hangers and stringers | 脚、台座、ハンガー、ストリンガー |  |  |  | Access floor bridging sections are described by characteristics such as class, materials and fixing. An example use may be within a raised access floor system.
Pr_20_85_47_01 | 20 | 85 | 47 | 01 | Access floor bridging sections | フロアブリッジセクションへのアクセス |  | 45-70-45/305 Access floor bridging sections; |  | Access floor bridging sections are described by characteristics such as class, materials and fixing. An example use may be within a raised access floor system.
Pr_20_85_47_02 | 20 | 85 | 47 | 02 | Access floor pedestals | アクセスフロア台座 |  | 45-70-45/310 Access floor pedestals; |  | Access floor pedestals are described by characteristics such as class, pedestal type and materials. An example use may be within a raised access floor system.
Pr_20_85_47_03 | 20 | 85 | 47 | 03 | Access floor stringers | アクセスストリンガー |  | 45-70-45/315 Access floor stringers; |  | Access floor stringers are described by characteristics such as class, materials and fixings. An example use may be within a raised access floor system.
Pr_20_85_47_04 | 20 | 85 | 47 | 04 | Acoustic batten cradles | 音響バテンクレードル |  | 45-70-45/320 Acoustic batten cradles; |  | Acoustic batten cradles are described by characteristics such as material, base material and width. An example use may be within a battened timber board floating floor system.
Pr_20_85_47_20 | 20 | 85 | 47 | 20 | Cubicle and partition legs | キュービクルとパーティションの脚 |  | 45-70-45/325 Cubicle and partition legs; |  | Cubicle and partition legs are described by characteristics such as supports, material and colour. An example use may be within a panel cubicle system.
Pr_20_85_47_22 | 20 | 85 | 47 | 22 | Decking and paving pedestals | デッキと台座の舗装 |  | 45-70-45/330 Decking and paving pedestals; |  | Decking and paving pedestals are described by characteristics such as pedestal type, grade and material. An example use may be within a flag and slab pedestal-supported paving system.
Pr_20_85_47_47 | 20 | 85 | 47 | 47 | Leg supports | レッグサポート |  | 45-70-45/345 Leg supports; |  | Leg supports are described by characteristics such as material, dimensions and finish as delivered. An example use may be within a minor joinery system.
Pr_20_85_47_49 | 20 | 85 | 47 | 49 | Metal J hangers | メタルJハンガー
Pr_20_85_47_50 | 20 | 85 | 47 | 50 | Metal hanging rails | 金属吊りレール
Pr_20_85_47_51 | 20 | 85 | 47 | 51 | Metal suspended ceiling hangers | 金属製仮天井ハンガー |  | 45-70-45/350 Metal suspended ceiling hangers; |  | Metal suspended ceiling hangers are described by characteristics such as form, material and finish. An example use may be within a fabric membrane (stretch) ceiling system.
Pr_20_85_47_53 | 20 | 85 | 47 | 53 | Metal stair stringers | 金属製階段用ストリンガー
Pr_20_85_47_84 | 20 | 85 | 47 | 84 | Stair stringers | 階段ストリンガー
Pr_20_85_47_88 | 20 | 85 | 47 | 88 | Timber dowel hanging rails | 木材ダボ吊りレール
Pr_20_85_47_90 | 20 | 85 | 47 | 90 | Timber stair stringers | 木製階段用ストリンガー
Pr_20_85_48 | 20 | 85 | 48 |  | Lintels | まぐさ |  |  |  | Aggregate concrete trough lintels are described by characteristics such as lintel type, material and dimensions. An example use may be within a masonry internal partition system.
Pr_20_85_48_02 | 20 | 85 | 48 | 02 | Aggregate concrete trough lintels | 骨材コンクリートトラフまぐさ |  | 45-80-50/400 Aggregate concrete trough lintels; |  | Aggregate concrete trough lintels are described by characteristics such as lintel type, material and dimensions. An example use may be within a masonry internal partition system.
Pr_20_85_48_11 | 20 | 85 | 48 | 11 | Carbon steel lintels | 炭素鋼まぐさ |  | 45-80-50/406 Prefabricated steel lintels; |  | Prefabricated steel lintels are described by characteristics such as lintel type, material finish and coating reference and sizes. An example use may be within a masonry internal partition system.
Pr_20_85_48_13 | 20 | 85 | 48 | 13 | Clay block trough lintels | 粘土ブロックトラフまぐさ |  | 45-80-50/402 Clay block trough lintels; |  | Clay block trough lintels are described by characteristics such as lintel type, material and dimensions. An example use may be within a masonry internal partition system.
Pr_20_85_48_15 | 20 | 85 | 48 | 15 | Concrete lintels | コンクリートまぐさ |  | 45-80-50/404 Precast concrete lintels; |  | Precast concrete lintels are described by characteristics such as lintel type, dimensions and characteristics. An example use may be within a non-stabilized rammed earth wall system.
Pr_20_85_48_33 | 20 | 85 | 48 | 33 | Glass-reinforced concrete (GRC) built-in lintel heads | ガラス補強コンクリート（GRC）内蔵リンテルヘッド |  | 45-80-50/419 Glass fibre reinforced concrete (GRC) lintel heads; |  | Glass fibre reinforced concrete (grc) lintel heads are described by characteristics such as production method, head type and guide mix design. An example use may be within a masonry internal leaf system.
Pr_20_85_48_34 | 20 | 85 | 48 | 34 | Glass-reinforced concrete (GRC) dressing lintel heads | ガラス補強コンクリート（GRC）ドレッシングヘッド |  | 45-75-30/385 Glass fibre reinforced concrete (GRC) lintel heads; |  | Glass fibre reinforced concrete (grc) lintel heads are described by characteristics such as production method, guide mix design and dimensions. An example use may be within a glass fibre reinforced concrete (grc) cladding system.
Pr_20_85_48_43 | 20 | 85 | 48 | 43 | Inset open fireplace throat-forming lintels and corbel units | はめ込み式暖炉のど成形リンテルとコーベルユニット |  | 45-80-50/382 Fireplace throat forming lintels and corbel units for inset open fires; |  | Fireplace throat forming lintels and corbel units for inset open fires are described by characteristics such as components, materials and size. An example use may be within a masonry chimney stack system.
Pr_20_85_48_50 | 20 | 85 | 48 | 50 | Manufactured stone lintels | 製造石まぐさ |  | 45-80-50/410 Manufactured stone lintels; |  | Manufactured stone lintels are described by characteristics such as lintel type, material and dimensions. An example use may be within a non-stabilized rammed earth wall system.
Pr_20_85_48_56 | 20 | 85 | 48 | 56 | Natural stone lintels | 天然石まぐさ |  | 45-80-50/412 Natural stone lintels; |  | Natural stone lintels are described by characteristics such as supplied by, appearance and denomination. An example use may be within a non-stabilized rammed earth wall system.
Pr_20_85_48_67 | 20 | 85 | 48 | 67 | Prestressed concrete lintels | プレストレストコンクリートまぐさ |  | 45-80-50/408 Prestressed concrete lintels; |  | Prestressed concrete lintels are described by characteristics such as types, dimensions and characteristics. An example use may be within a non-stabilized rammed earth wall system.
Pr_20_85_48_84 | 20 | 85 | 48 | 84 | Stainless steel lintels | ステンレスまぐさ
Pr_20_85_48_88 | 20 | 85 | 48 | 88 | Timber lintels | 材木まぐさ |  | 45-60-90/368 Timber lintels; |  | Timber lintels are described by characteristics such as supplied by, sizes and characteristics. An example use may be within an unframed straw bale wall system.
Pr_20_85_50 | 20 | 85 | 50 |  | Masts and poles | マストとポール |  |  |  | Aeronautical ground lighting mast are described by characteristics such as standards, frangibility and format.
Pr_20_85_50_01 | 20 | 85 | 50 | 01 | Aeronautical ground lighting masts | 航空用地上照明マスト |  | 90-70-02/310 Aeronautical ground lighting mast; |  | Aeronautical ground lighting mast are described by characteristics such as standards, frangibility and format.
Pr_20_85_50_04 | 20 | 85 | 50 | 04 | Antenna poles | アンテナ極
Pr_20_85_50_50 | 20 | 85 | 50 | 50 | Metal windsock masts | 金属製吹流しマスト |  | 45-70-50/300 Metal windsock mast; |  | Metal windsock mast are described by characteristics such as material, finish and colour.
Pr_20_85_50_64 | 20 | 85 | 50 | 64 | Plastics windsock masts | プラスチック製吹流しマスト |  | 45-70-50/310 Plastics windsock mast; |  | Plastics windsock mast are described by characteristics such as material, finish and colour.
Pr_20_85_50_85 | 20 | 85 | 50 | 85 | Surveillance camera masts | 監視カメラマスト |  | 90-75-10/450 Camera masts; |  | Camera masts are described by characteristics such as standards, format and material. An example use may be within a cctv system.
Pr_20_85_50_90 | 20 | 85 | 50 | 90 | Traffic signal poles | 交通信号柱 |  | 90-70-92/455 Traffic signal pole; |  | Traffic signal pole are described by characteristics such as material, length and external diameter.
Pr_20_85_62 | 20 | 85 | 62 |  | Piles and ancillary products | 杭および付属品 |  |  |  | Steel displacement piles are described by characteristics such as supplied by, sperw sections and shaft. An example use may be within a pile and needle underpinning system.
Pr_20_85_62_10 | 20 | 85 | 62 | 10 | Carbon steel displacement piles | 炭素鋼置換杭 |  | 45-15-60/330 Steel displacement piles; |  | Steel displacement piles are described by characteristics such as supplied by, sperw sections and shaft. An example use may be within a pile and needle underpinning system.
Pr_20_85_62_11 | 20 | 85 | 62 | 11 | Carbon steel pile casings | 炭素鋼杭ケーシング
Pr_20_85_62_12 | 20 | 85 | 62 | 12 | Carbon steel pile shoes | 炭素鋼パイルシューズ
Pr_20_85_62_13 | 20 | 85 | 62 | 13 | Carbon steel screw piles | 炭素鋼ねじ山 |  | 45-15-60/340 Steel screw piles; |  | Steel screw piles are described by characteristics such as third party accreditation, shaft and helix. An example use may be within a screw piling system.
Pr_20_85_62_14 | 20 | 85 | 62 | 14 | Carbon steel sheet piles | 炭素鋼矢板 |  | 45-15-60/320 Steel sheet piles; |  | Steel sheet piles are described by characteristics such as supplied by, sperw sections and sheet pile type. An example use may be within a sheet pile retaining wall system.
Pr_20_85_62_15 | 20 | 85 | 62 | 15 | Cast steel pile shoes | キャストパイルシューズ |  | 45-15-60/385 Cast steel pile shoes; |  | Cast steel pile shoes are described by characteristics such as configuration, material and dimensions. An example use may be within a timber piling system.
Pr_20_85_62_16 | 20 | 85 | 62 | 16 | Composite steel sheet piles | 合成鋼矢板
Pr_20_85_62_17 | 20 | 85 | 62 | 17 | Concrete cantilevered knuckle piles | コンクリート片持ちナックルパイル
Pr_20_85_62_18 | 20 | 85 | 62 | 18 | Concrete piles | コンクリート杭 |  | 45-15-60/310 Precast concrete piles; |  | Precast concrete piles are described by characteristics such as sperw sections, pile type and pile class. An example use may be within a pile and needle underpinning system.
Pr_20_85_62_19 | 20 | 85 | 62 | 19 | Concrete pile caps | コンクリートパイルキャップ
Pr_20_85_62_23 | 20 | 85 | 62 | 23 | Concrete sheet piles | コンクリート矢板 |  | 45-25-66/360 Precast reinforced concrete sheet piles; |  | Precast reinforced concrete sheet piles are described by characteristics such as certification, pile profile and dimensions. An example use may be within a sheet pile retaining wall system.
Pr_20_85_62_36 | 20 | 85 | 62 | 36 | Hardwood piles | 広葉樹杭
Pr_20_85_62_64 | 20 | 85 | 62 | 64 | Plastics drainage weep holes | プラスチック排水の水抜き穴 |  | 45-15-60/400 Plastics drainage weep holes; |  | Plastics drainage weep holes are described by characteristics such as diameter and features. An example use may be within a sheet pile retaining wall system.
Pr_20_85_62_65 | 20 | 85 | 62 | 65 | Plastics screw piles | プラスチックねじ山 |  | 45-15-60/350 Plastics screw piles; |  | Plastics screw piles are described by characteristics such as third party accreditation and shaft. An example use may be within a screw piling system.
Pr_20_85_62_66 | 20 | 85 | 62 | 66 | Plastics sheet piles | プラスチック矢板 |  | 45-15-60/360 Plastics sheet piles; |  | Plastics sheet piles are described by characteristics such as pile profile and length. An example use may be within a sheet pile retaining wall system.
Pr_20_85_62_77 | 20 | 85 | 62 | 77 | Sheet pile wall corner connectors | 矢板壁コーナーコネクター |  | 45-15-60/390 Prefabricated corner connectors to steel sheet pile walls; |  | Prefabricated corner connectors to steel sheet pile walls are described by characteristics such as dimensions. An example use may be within a sheet pile retaining wall system.
Pr_20_85_62_80 | 20 | 85 | 62 | 80 | Softwood piles | 針葉樹パイル
Pr_20_85_62_88 | 20 | 85 | 62 | 88 | Timber pile brooming rings | 木材杭のブルームリング
Pr_20_85_65 | 20 | 85 | 65 |  | Platform products | プラットフォーム製品 |  |  |  | Precast concrete platform copings are described by characteristics such as configuration, dimensions and surface finish.
Pr_20_85_65_11 | 20 | 85 | 65 | 11 | Concrete platform copings | コンクリートプラットフォームのコーピング |  | 45-20-65/330 Precast concrete platform copings; |  | Precast concrete platform copings are described by characteristics such as configuration, dimensions and surface finish.
Pr_20_85_65_13 | 20 | 85 | 65 | 13 | Concrete platform sections | コンクリートプラットフォームセクション |  | 45-20-65/340 Precast concrete platform sections; |  | Precast concrete platform sections are described by characteristics such as configuration, material and colour.
Pr_20_85_65_15 | 20 | 85 | 65 | 15 | Concrete platform slabs | コンクリートプラットフォームスラブ |  | 45-20-65/320 Precast concrete platform slab; |  | Precast concrete platform slab are described by characteristics such as material, colour and surface finish.
Pr_20_85_65_17 | 20 | 85 | 65 | 17 | Concrete platform units | コンクリートプラットフォームユニット |  | 45-20-65/310 Precast concrete platform units; |  | Precast concrete platform units are described by characteristics such as configuration, material and colour.
Pr_20_85_65_34 | 20 | 85 | 65 | 34 | Glass-reinforced plastics (GRP) modular platform panel | ガラス強化プラスチック（GRP）モジュール式プラットフォームパネル |  | 45-20-65/350 GRP modular platform panel; |  | Grp modular platform panel are described by characteristics such as dimensions, colour and slip and skid resistance.
Pr_20_85_70 | 20 | 85 | 70 |  | Rail supports and fixings | レールサポートと固定具 |  |  |  | Fang spike are described by characteristics such as material, length and line speed(maximum).
Pr_20_85_70_08 | 20 | 85 | 70 | 08 | Bullhead rail chairs | ブルヘッドレールチェア
Pr_20_85_70_10 | 20 | 85 | 70 | 10 | Cast blocks and spacer assemblies | キャストブロックとスペーサーアセンブリ
Pr_20_85_70_12 | 20 | 85 | 70 | 12 | Check rail baseplates | レールのベースプレートを確認する
Pr_20_85_70_13 | 20 | 85 | 70 | 13 | Check rail resilient baseplates | レールの弾力性のあるベースプレートを確認する
Pr_20_85_70_24 | 20 | 85 | 70 | 24 | Driven spikes | 駆動スパイク |  | 45-50-69/315 Fang spike; |  | Fang spike are described by characteristics such as material, length and line speed(maximum).
Pr_20_85_70_30 | 20 | 85 | 70 | 30 | Ferrules and bushes | フェルールとブッシュ
Pr_20_85_70_44 | 20 | 85 | 70 | 44 | Junction work baseplates | ジャンクションワークベースプレート |  | 45-70-72/305 S&C baseplate; |  | S&c baseplate are described by characteristics such as classification and rail type.
Pr_20_85_70_45 | 20 | 85 | 70 | 45 | Junction work crossing plates | ジャンクションワーククロスプレート
Pr_20_85_70_46 | 20 | 85 | 70 | 46 | Junction work heel baseplates | ジャンクションワークヒールベースプレート
Pr_20_85_70_47 | 20 | 85 | 70 | 47 | Junction work resilient baseplates | ジャンクションワーク弾性ベースプレート
Pr_20_85_70_48 | 20 | 85 | 70 | 48 | Junction work resilient slide plates | ジャンクションワーク弾力性のあるスライドプレート
Pr_20_85_70_49 | 20 | 85 | 70 | 49 | Junction work slide plates | ジャンクションワークスライドプレート
Pr_20_85_70_54 | 20 | 85 | 70 | 54 | Metal spacers assemblies | 金属スペーサーアセンブリ
Pr_20_85_70_63 | 20 | 85 | 70 | 63 | Plain line resilient baseplates | プレーンライン弾力性ベースプレート
Pr_20_85_70_64 | 20 | 85 | 70 | 64 | Plain line baseplates | プレーンラインベースプレート |  | 45-70-72/310 Plain Line baseplate; |  | Plain line baseplate are described by characteristics such as classification and rail type.
Pr_20_85_70_65 | 20 | 85 | 70 | 65 | Plastics rail embedments | プラスチックレール埋め込み |  | 45-70-65/310 Plastics rail embedment products; |  | Plastics rail embedment products are described by characteristics such as adhesion to concrete or alternative surfacing material, electrical resistance and adhesion to itself and steel.
Pr_20_85_70_70 | 20 | 85 | 70 | 70 | Rail boots | レールブーツ |  | 45-70-65/305 Rail boot; |  | Rail boot are described by characteristics such as type of rail section, electrical resistance and robustness.
Pr_20_85_70_71 | 20 | 85 | 70 | 71 | Rail clip and shoulder assemblies | レールクリップとショルダーアセンブリ
Pr_20_85_70_74 | 20 | 85 | 70 | 74 | Rubber chamber filling elements | ゴム製チャンバー充填エレメント |  | 45-70-65/315 Rubber chamber filling element; |  | Rubber chamber filling element are described by characteristics such as type of rail section, electrical resistance and water absorption and tightness.
Pr_20_85_70_76 | 20 | 85 | 70 | 76 | Screw spikes | スクリュースパイク |  | 45-50-69/310 Screw spike; |  | Screw spike are described by characteristics such as material, length and line speed(maximum).
Pr_20_85_70_80 | 20 | 85 | 70 | 80 | Soleplates | ソールプレート
Pr_20_85_70_82 | 20 | 85 | 70 | 82 | Spring spikes | スプリングスパイク |  | 45-50-69/320 Spring spike; |  | Spring spike are described by characteristics such as material, length and line speed(maximum).
Pr_20_85_71 | 20 | 85 | 71 |  | Rail rings | レールリング
Pr_20_85_71_11 | 20 | 85 | 71 | 11 | Carbon steel rings | 炭素鋼リング
Pr_20_85_71_12 | 20 | 85 | 71 | 12 | Cast iron bolted rings | 鋳鉄ボルトリング
Pr_20_85_71_13 | 20 | 85 | 71 | 13 | Cast iron expanded rings | 鋳鉄エキスパンドリング
Pr_20_85_71_15 | 20 | 85 | 71 | 15 | Concrete bolted rings | コンクリートボルトリング
Pr_20_85_71_16 | 20 | 85 | 71 | 16 | Concrete expanded rings | コンクリート拡張リング
Pr_20_85_71_57 | 20 | 85 | 71 | 57 | Nodular iron rings | ノジュラー鉄リング
Pr_20_85_72 | 20 | 85 | 72 |  | Rail sleepers and bearers | 枕木と手すり |  |  |  | Precast concrete bearers are described by characteristics such as classification.
Pr_20_85_72_17 | 20 | 85 | 72 | 17 | Composite bearers | 複合ベアラ
Pr_20_85_72_18 | 20 | 85 | 72 | 18 | Composite sleepers | 合成枕木
Pr_20_85_72_20 | 20 | 85 | 72 | 20 | Concrete bearers | コンクリート持ち手 |  | 45-70-76/330 Precast concrete bearers; |  | Precast concrete bearers are described by characteristics such as classification.
Pr_20_85_72_21 | 20 | 85 | 72 | 21 | Concrete monoblock sleepers | コンクリートモノブロック枕木 |  | 45-70-76/310 Precast concrete monoblock sleepers; |  | Precast concrete monoblock sleepers are described by characteristics such as network rail classification.
Pr_20_85_72_22 | 20 | 85 | 72 | 22 | Concrete twinblock sleepers | コンクリートツインブロック枕木 |  | 45-70-76/315 Precast concrete twinblock sleepers; |  | Precast concrete twinblock sleepers are described by characteristics such as classification.
Pr_20_85_72_47 | 20 | 85 | 72 | 47 | Longitudinal bearers | 縦方向の担い手
Pr_20_85_72_50 | 20 | 85 | 72 | 50 | Modular bearer tie plates | モジュラーベアラタイプレート
Pr_20_85_72_77 | 20 | 85 | 72 | 77 | Single block rail support | シングルブロックレールのサポート
Pr_20_85_72_80 | 20 | 85 | 72 | 80 | Sleeper anchors | 枕木アンカー |  | 45-70-76/340 Sleeper anchor; |  | Sleeper anchor are described by characteristics such as configuration, material and sleeper material.
Pr_20_85_72_85 | 20 | 85 | 72 | 85 | Steel sleepers | 鋼枕木 |  | 45-70-76/325 Steel sleepers; |  | Steel sleepers are described by characteristics such as configuration.
Pr_20_85_72_88 | 20 | 85 | 72 | 88 | Timber bearers | 角材 |  | 45-70-76/335 Timber bearers; |  | Timber bearers are described by characteristics such as classification.
Pr_20_85_72_89 | 20 | 85 | 72 | 89 | Timber sleepers | 木材枕木 |  | 45-60-90/436 Hardwood sleepers; |  | Hardwood sleepers are described by characteristics such as supplied by, dimensions and special shapes. An example use may be within a light duty kerb system.
Pr_20_85_74 | 20 | 85 | 74 |  | Rail pads and shims | レールパッドとシム |  |  |  | Ethyl vinyl acetate rail pad are described by characteristics such as thickness, dimensions and sleeper or bearer type.
Pr_20_85_74_06 | 20 | 85 | 74 | 06 | Baseplate shims | ベースプレートシム
Pr_20_85_74_27 | 20 | 85 | 74 | 27 | Ethyl vinyl acetate rail pads | エチルビニルアセテートレールパッド |  | 45-70-60/305 Ethyl vinyl acetate rail pad; |  | Ethyl vinyl acetate rail pad are described by characteristics such as thickness, dimensions and sleeper or bearer type.
Pr_20_85_74_70 | 20 | 85 | 74 | 70 | Rail packing shims | レールパッキンシム
Pr_20_85_74_71 | 20 | 85 | 74 | 71 | Rail pads | レールパッド
Pr_20_85_74_73 | 20 | 85 | 74 | 73 | Resilient baseplate pads | 弾力性のあるベースプレートパッド
Pr_20_85_74_74 | 20 | 85 | 74 | 74 | Resilient bearer pads | 弾力性のあるベアラーパッド
Pr_20_85_74_76 | 20 | 85 | 74 | 76 | Resilient sleeper pads | 弾力性のある枕木パッド
Pr_20_85_74_78 | 20 | 85 | 74 | 78 | Rubber bonded cork rail pads | ゴム接着コルクレールパッド |  | 45-70-60/315 Rubber bonded cork rail pad; |  | Rubber bonded cork rail pad are described by characteristics such as thickness, dimensions and sleeper or bearer type.
Pr_20_85_74_79 | 20 | 85 | 74 | 79 | Rubber rail pads | ゴム製レールパッド |  | 45-70-60/310 Rubber rail pad; |  | Rubber rail pad are described by characteristics such as thickness, dimensions and sleeper or bearer type.
Pr_20_85_76 | 20 | 85 | 76 |  | Shock absorbers | ショックアブソーバー
Pr_20_85_76_09 | 20 | 85 | 76 | 09 | Bridge shock absorbers | ブリッジショックアブソーバー
Pr_20_85_76_76 | 20 | 85 | 76 | 76 | Seismic dampers | 耐震ダンパー
Pr_20_85_84 | 20 | 85 | 84 |  | Straps, ties, channels and inserts | ストラップ、ネクタイ、チャンネル、インサート |  |  |  | Carbon steel cast-in channels are described by characteristics such as material, anchors and bolts. An example use may be within a precast concrete wall system.
Pr_20_85_84_02 | 20 | 85 | 84 | 02 | Aluminium bronze slot ties | アルミ青銅スロットタイ
Pr_20_85_84_04 | 20 | 85 | 84 | 04 | Aluminium bronze wall head restraint slip ties | アルミニウムブロンズ壁ヘッド拘束スリップネクタイ
Pr_20_85_84_11 | 20 | 85 | 84 | 11 | Carbon steel cast-in channels | 炭素鋼鋳造チャンネル |  | 45-50-50/310 Carbon steel cast-in channels; |  | Carbon steel cast-in channels are described by characteristics such as material, anchors and bolts. An example use may be within a precast concrete wall system.
Pr_20_85_84_12 | 20 | 85 | 84 | 12 | Carbon steel movement joint lateral restraint slip ties | 炭素鋼製ムーブメントジョイント横拘束スリップタイ
Pr_20_85_84_13 | 20 | 85 | 84 | 13 | Carbon steel lateral restraint straps | 炭素鋼の側面拘束ストラップ |  | 45-50-75/420 Carbon steel lateral restraint straps; |  | Carbon steel lateral restraint straps are described by characteristics such as form of lateral restraint strap, corrosion protection and dimensions. An example use may be within a timber framed wall structure system.
Pr_20_85_84_14 | 20 | 85 | 84 | 14 | Carbon steel slot ties | 炭素鋼スロットタイ
Pr_20_85_84_15 | 20 | 85 | 84 | 15 | Carbon steel threaded studding ties | 炭素鋼ねじ込みスタッドタイ |  | 45-50-75/390 Carbon steel threaded studding ties; |  | Carbon steel threaded studding ties are described by characteristics such as supplied by, designation and finish.
Pr_20_85_84_16 | 20 | 85 | 84 | 16 | Carbon steel tie bars | 炭素鋼タイバー |  | 45-50-75/310 Carbon steel tie bars; |  | Carbon steel tie bars are described by characteristics such as form of ties, dimensions and finish. An example use may be within an in situ reinforced concrete retaining wall system.
Pr_20_85_84_17 | 20 | 85 | 84 | 17 | Carbon steel vertical restraint straps | 炭素鋼の垂直拘束ストラップ |  | 45-50-75/430 Carbon steel vertical restraint straps; |  | Carbon steel vertical restraint straps are described by characteristics such as form of vertical restraint strap, corrosion protection and dimensions. An example use may be within a timber floor, roof deck or balcony decking system.
Pr_20_85_84_18 | 20 | 85 | 84 | 18 | Carbon steel wall head restraint slip ties | 炭素鋼の壁のヘッドレストのスリップタイ
Pr_20_85_84_19 | 20 | 85 | 84 | 19 | Cavity wall ties | キャビティウォールタイ |  | 45-25-95/315 Cavity wall ties to BS EN 845-1; |  | Cavity wall ties to bs en 845-1 are described by characteristics such as tie type, material and length. An example use may be within a masonry internal leaf system.
Pr_20_85_84_20 | 20 | 85 | 84 | 20 | Channel slot ties | チャネルスロットタイ |  | 45-25-95/320 Channel slot ties; |  | Channel slot ties are described by characteristics such as tie type, material and sizes. An example use may be within a masonry exposed feature system.
Pr_20_85_84_21 | 20 | 85 | 84 | 21 | Copper slot ties | 銅スロットネクタイ
Pr_20_85_84_22 | 20 | 85 | 84 | 22 | Copper wall head restraint slip ties | 銅壁のヘッドレストのスリップタイ
Pr_20_85_84_28 | 20 | 85 | 84 | 28 | Existing wall tie isolating sleeves | 既存のウォールタイ絶縁スリーブ
Pr_20_85_84_33 | 20 | 85 | 84 | 33 | General-purpose slip ties | 汎用スリップタイ |  | 45-25-95/325 General purpose slip ties; |  | General purpose slip ties are described by characteristics such as material, length and end types. An example use may be within a masonry exposed feature system.
Pr_20_85_84_36 | 20 | 85 | 84 | 36 | Head restraint slip ties | ヘッドレストスリップネクタイ |  | 45-25-95/370 Head restraint slip ties; |  | Head restraint slip ties are described by characteristics such as material, length and end types. An example use may be within a masonry external leaf system.
Pr_20_85_84_46 | 20 | 85 | 84 | 46 | Lateral restraint ties | 横拘束ネクタイ |  | 45-25-95/372 Lateral restraint ties; |  | Lateral restraint ties are described by characteristics such as material, finish and tie type. An example use may be within a masonry repair system.
Pr_20_85_84_50 | 20 | 85 | 84 | 50 | Masonry repair ties | 石積み修理ネクタイ |  | 45-25-95/327 Masonry repair ties; |  | Masonry repair ties are described by characteristics such as material, tie type and dimensions. An example use may be within a masonry repair system.
Pr_20_85_84_57 | 20 | 85 | 84 | 57 | Non-loadbearing wall head restraints | 非耐荷重壁ヘッドレスト |  | 45-25-95/375 Restraints at head of non-loadbearing walls; |  | Restraints at head of non-loadbearing walls are described by characteristics such as form. An example use may be within a masonry freestanding wall leaf system.
Pr_20_85_84_61 | 20 | 85 | 84 | 61 | Permanent insulation formwork (PIF) connectors | 永久絶縁型枠（PIF）コネクタ |  | 45-50-30/410 Connector for permanent insulation formwork; |  | Connector for permanent insulation formwork are described by characteristics such as connector system. An example use may be within an in situ reinforced concrete floor, roof deck or balcony system.
Pr_20_85_84_62 | 20 | 85 | 84 | 62 | Phosphor bronze slot ties | リン青銅スロットタイ
Pr_20_85_84_63 | 20 | 85 | 84 | 63 | Phosphor bronze wall head restraint slip ties | リン青銅壁ヘッドレストスリップタイ
Pr_20_85_84_64 | 20 | 85 | 84 | 64 | Polyester (PET) straps | ポリエステル（PET）ストラップ
Pr_20_85_84_68 | 20 | 85 | 84 | 68 | Retaining wall tie rods | 擁壁タイロッド
Pr_20_85_84_69 | 20 | 85 | 84 | 69 | Restraint belts | 拘束ベルト
Pr_20_85_84_70 | 20 | 85 | 84 | 70 | Roof gutter straps | ルーフガターストラップ
Pr_20_85_84_73 | 20 | 85 | 84 | 73 | Shear wall ties | せん断壁ネクタイ |  | 45-25-95/335 Shear wall ties to BS EN 845-1; |  | Shear wall ties to bs en 845-1 are described by characteristics such as tie type, material and length. An example use may be within a masonry external leaf system.
Pr_20_85_84_74 | 20 | 85 | 84 | 74 | Slotted wall channels and brackets | スロット付き壁チャネルおよびブラケット |  | 45-70-05/407 Slotted wall channel; |  | Slotted wall channel are described by characteristics such as supplied by, form and material.
Pr_20_85_84_75 | 20 | 85 | 84 | 75 | Stainless steel lateral restraint straps | ステンレス製横拘束ストラップ |  | 45-50-75/440 Stainless steel lateral restraint straps; |  | Stainless steel lateral restraint straps are described by characteristics such as form of lateral restraint strap and dimensions. An example use may be within a timber framed wall structure system.
Pr_20_85_84_76 | 20 | 85 | 84 | 76 | Stainless steel slot ties | ステンレス製スロットタイ
Pr_20_85_84_77 | 20 | 85 | 84 | 77 | Stainless steel threaded studding ties | ステンレス鋼ねじ込みスタッドタイ |  | 45-50-75/400 Stainless steel threaded studding ties; |  | Stainless steel threaded studding ties are described by characteristics such as supplied by, designation and dimensions.
Pr_20_85_84_78 | 20 | 85 | 84 | 78 | Stainless steel tie bars | ステンレスタイバー |  | 45-50-75/315 Stainless steel tie bars; |  | Stainless steel tie bars are described by characteristics such as form of ties and dimensions. An example use may be within an in situ reinforced concrete retaining wall system.
Pr_20_85_84_79 | 20 | 85 | 84 | 79 | Stainless steel vertical restraint straps | ステンレス製の垂直拘束ストラップ |  | 45-50-75/450 Stainless steel vertical restraint straps; |  | Stainless steel vertical restraint straps are described by characteristics such as form of vertical restraint strap and dimensions. An example use may be within a timber floor, roof deck or balcony decking system.
Pr_20_85_84_80 | 20 | 85 | 84 | 80 | Stainless steel wall head restraint slip ties | ステンレス鋼の壁のヘッド拘束のスリップのタイ
Pr_20_85_84_81 | 20 | 85 | 84 | 81 | Stainless steel drive ties | ステンレス鋼ドライブタイ |  | 45-25-95/340 Stainless steel drive ties; |  | Stainless steel drive ties are described by characteristics such as third party product certification, designation and diameter. An example use may be within a masonry internal leaf system.
Pr_20_85_84_82 | 20 | 85 | 84 | 82 | Stainless steel resin-bonded ties | ステンレス鋼レジンボンドタイ |  | 45-25-95/350 Stainless steel resin-bonded ties; |  | Stainless steel resin-bonded ties are described by characteristics such as third party product certification, designation and diameter. An example use may be within a masonry internal leaf system.
Pr_20_85_84_83 | 20 | 85 | 84 | 83 | Stainless steel expansion ties | ステンレス鋼の拡張タイ |  | 45-25-95/345 Stainless steel expansion ties; |  | Stainless steel expansion ties are described by characteristics such as third party product certification, designation and diameter. An example use may be within a masonry internal leaf system.
Pr_20_85_84_84 | 20 | 85 | 84 | 84 | Stainless steel cast-in channels | ステンレス鋼鋳込みチャンネル |  | 45-50-50/315 Stainless steel cast-in channels; |  | Stainless steel cast-in channels are described by characteristics such as material, designation and anchors. An example use may be within a precast concrete wall system.
Pr_20_85_84_85 | 20 | 85 | 84 | 85 | Stainless steel cladding channels | ステンレス鋼被覆管 |  | 45-70-05/380 Stainless steel, cladding channels and ties; |  | Stainless steel, cladding channels and ties are described by characteristics such as material, form and size.
Pr_20_85_84_86 | 20 | 85 | 84 | 86 | Stainless steel cladding ties | ステンレス鋼クラッディングタイ |  | 45-70-05/380 Stainless steel, cladding channels and ties; |  | Stainless steel, cladding channels and ties are described by characteristics such as material, form and size.
Pr_20_85_84_87 | 20 | 85 | 84 | 87 | Surface-mounted channels | 表面実装チャネル |  | 45-25-95/355 Surface mounted channels; |  | Surface mounted channels are described by characteristics such as material, fixing type and profile. An example use may be within a masonry exposed feature system.
Pr_20_85_84_88 | 20 | 85 | 84 | 88 | Tension or compression bracing products | テンションまたはコンプレッションブレース製品 |  | 45-50-75/460 Tension or compression bracing products; |  | Tension or compression bracing products are described by characteristics such as certification, material and tensile capacity (minimum). An example use may be within a timber framing system.
Pr_20_85_84_89 | 20 | 85 | 84 | 89 | Tension straps | テンションストラップ |  | 45-25-95/380 Tension straps; |  | Tension straps are described by characteristics such as material and sizes. An example use may be within a masonry repair system.
Pr_20_85_84_95 | 20 | 85 | 84 | 95 | Wall starters and connectors | ウォールスターターとコネクター |  | 45-25-95/420 Wall starters and connectors; |  | Wall starters and connectors are described by characteristics such as material, tie type and sizes. An example use may be within a masonry freestanding wall leaf system.
Pr_20_85_84_97 | 20 | 85 | 84 | 97 | Water-resistant concrete formwork ties | 耐水性コンクリート型枠タイ |  | 45-50-75/410 Formwork ties for water resistant concrete; |  | Formwork ties for water resistant concrete are described by characteristics such as form of ties and compatibility.
Pr_20_85_85 | 20 | 85 | 85 |  | Structural bearings | 構造ベアリング |  |  |  | Acoustic and vibration resistant bearings are described by characteristics such as certification, material and properties.
Pr_20_85_85_02 | 20 | 85 | 85 | 02 | Acoustic and vibration resistant bearings | 音響および振動耐性ベアリング |  | 45-15-75/370 Acoustic and vibration resistant bearings; |  | Acoustic and vibration resistant bearings are described by characteristics such as certification, material and properties.
Pr_20_85_85_06 | 20 | 85 | 85 | 06 | Bearing strips and mats | ベアリングストリップとマット |  | 45-15-75/380 Bearing strips and mats; |  | Bearing strips and mats are described by characteristics such as certification, material and dimensions.
Pr_20_85_85_11 | 20 | 85 | 85 | 11 | Carbon steel stools | 炭素鋼スツール |  | 45-15-75/350 Carbon steel stools; |  | Carbon steel stools are described by characteristics such as grades and qualities to bs en 10025-2, dimensions and requirements. An example use may be within a pile and cantilever support underpinning system.
Pr_20_85_85_30 | 20 | 85 | 85 | 30 | Flat jacks | フラットジャッキ |  | 45-15-75/310 Flat jacks; |  | Flat jacks are described by characteristics such as load capacity and fill material to jack. An example use may be within a jacked pile underpinning system.
Pr_20_85_85_36 | 20 | 85 | 85 | 36 | Hard packing | ハードパッキング |  | 45-15-75/395 Hard packing; |  | Hard packing are described by characteristics such as supplied by, material and depth. An example use may be within a pile and cantilever support underpinning system.
Pr_20_85_85_60 | 20 | 85 | 85 | 60 | Padstones | パッドストーン |  | 45-15-75/390 Padstones; |  | Padstones are described by characteristics such as certification, material and dimensions.
Pr_20_85_85_74 | 20 | 85 | 85 | 74 | Rubber bearings | ゴムベアリング |  | 45-15-75/320 Rubber bearings; |  | Rubber bearings are described by characteristics such as material, form and load capacity (maximum). An example use may be within a heavy steel framed wall structure system.
Pr_20_85_85_80 | 20 | 85 | 85 | 80 | Sliding surface bearings | すべり軸受 |  | 45-15-75/330 Sliding surface bearings; |  | Sliding surface bearings are described by characteristics such as load capacity (maximum) and allowable movement of sliding bearings. An example use may be within a heavy steel framed wall structure system.
Pr_20_85_85_84 | 20 | 85 | 85 | 84 | Stainless steel stools | ステンレススツール |  | 45-15-75/360 Stainless steel stools; |  | Stainless steel stools are described by characteristics such as standards, grade and dimensions. An example use may be within a pile and cantilever support underpinning system.
Pr_20_85_86 | 20 | 85 | 86 |  | Struts and props | 支柱と小道具 |  |  |  | Galvanized steel struts are described by characteristics such as form, thickness and to suit joist centres. An example use may be within a timber floor, roof deck or balcony decking system.
Pr_20_85_86_11 | 20 | 85 | 86 | 11 | Carbon steel struts | 炭素鋼の支柱 |  | 45-70-05/350 Galvanized steel struts; |  | Galvanized steel struts are described by characteristics such as form, thickness and to suit joist centres. An example use may be within a timber floor, roof deck or balcony decking system.
Pr_20_85_86_30 | 20 | 85 | 86 | 30 | Formwork props | 型枠小道具 |  | 45-50-30/360 Shoring and propping; |  | Shoring and propping are described by characteristics such as visual requirements and health and safety requirements. An example use may be within a flying shores system.
Pr_20_85_86_31 | 20 | 85 | 86 | 31 | Formwork shores | 型枠の海岸 |  | 45-50-30/360 Shoring and propping; |  | Shoring and propping are described by characteristics such as visual requirements and health and safety requirements. An example use may be within a flying shores system.
Pr_20_85_86_76 | 20 | 85 | 86 | 76 | Screw jacks | スクリュージャッキ
Pr_20_85_86_84 | 20 | 85 | 86 | 84 | Stainless steel struts | ステンレス鋼の支柱 |  | 45-70-05/355 Stainless steel struts; |  | Stainless steel struts are described by characteristics such as material, standards and grade. An example use may be within a timber floor, roof deck or balcony decking system.
Pr_20_85_86_89 | 20 | 85 | 86 | 89 | Trench boxes or shields | トレンチボックスまたはシールド
Pr_20_85_86_90 | 20 | 85 | 86 | 90 | Trench shores | トレンチショア
Pr_20_85_86_91 | 20 | 85 | 86 | 91 | Trench struts | トレンチストラット
Pr_20_85_88 | 20 | 85 | 88 |  | Track beds | トラックベッド |  |  |  | Precast concrete track bed are described by characteristics such as track bed, base and rail fixing type.
Pr_20_85_88_06 | 20 | 85 | 88 | 06 | Ballast mats | バラストマット
Pr_20_85_88_07 | 20 | 85 | 88 | 07 | Ballast track beds | バラストトラックベッド
Pr_20_85_88_17 | 20 | 85 | 88 | 17 | Concrete track beds | コンクリート軌道床 |  | 45-70-73/310 Precast concrete track bed; |  | Precast concrete track bed are described by characteristics such as track bed, base and rail fixing type.
Pr_20_85_89 | 20 | 85 | 89 |  | Train arrestors | アレスタの訓練 |  |  |  | Fixed buffer stop are described by characteristics such as material, dimensions and weight.
Pr_20_85_89_30 | 20 | 85 | 89 | 30 | Fixed train arrestors | 固定式列車アレスタ |  | 45-25-70/310 Fixed buffer stop; |  | Fixed buffer stop are described by characteristics such as material, dimensions and weight.
Pr_20_85_89_31 | 20 | 85 | 89 | 31 | Friction train arrestors | 摩擦トレインアレスタ |  | 45-25-70/320 Friction buffer stop; |  | Friction buffer stop are described by characteristics such as material, dimensions and weight.
Pr_20_85_89_39 | 20 | 85 | 89 | 39 | Hydraulic train arrestors | 油圧式列車アレスタ |  | 45-25-70/330 Hydraulic buffer stop; |  | Hydraulic buffer stop are described by characteristics such as material, dimensions and energy absorbing capacity (minimum).
Pr_20_85_90 | 20 | 85 | 90 |  | Trusses and lattice frames | トラスとラティスフレーム |  |  |  | Aluminium lattice truss or frame are described by characteristics such as dimensions, finish and colour.
Pr_20_85_90_02 | 20 | 85 | 90 | 02 | Aluminium lattice trusses and frames | アルミニウム格子トラスおよびフレーム |  | 45-20-90/310 Aluminium lattice truss or frame; |  | Aluminium lattice truss or frame are described by characteristics such as dimensions, finish and colour.
Pr_20_85_90_11 | 20 | 85 | 90 | 11 | Carbon steel lattice floor joists and purlins | 炭素鋼の格子床根太と母屋 |  | 45-20-90/320 Carbon steel lattice floor joist or purlin; |  | Carbon steel lattice floor joist or purlin are described by characteristics such as configuration, finish and dimensions. An example use may be within a light steel floor, roof deck or balcony framing system.
Pr_20_85_90_12 | 20 | 85 | 90 | 12 | Carbon steel pitched roof trusses | 炭素鋼傾斜屋根トラス |  | 45-20-90/330 Carbon steel pitched roof truss; |  | Carbon steel pitched roof truss are described by characteristics such as configuration, finish and dimensions. An example use may be within a heavy steel framed roof structure system.
Pr_20_85_90_36 | 20 | 85 | 90 | 36 | Hardwood lattice joists | 広葉樹格子根太
Pr_20_85_90_37 | 20 | 85 | 90 | 37 | Hardwood trussed rafters | 堅木トラス垂木
Pr_20_85_90_38 | 20 | 85 | 90 | 38 | Hardwood trusses | 広葉樹トラス
Pr_20_85_90_81 | 20 | 85 | 90 | 81 | Softwood trusses | 針葉樹トラス
Pr_20_85_90_82 | 20 | 85 | 90 | 82 | Softwood trussed rafters | 針葉樹トラス垂木 |  | 45-20-90/360 Trussed rafter; |  | Trussed rafter are described by characteristics such as design and fabrication, dimensions and special requirements. An example use may be within a timber framed roof structure system.
Pr_20_85_90_84 | 20 | 85 | 90 | 84 | Steel lattice frames | 鋼格子フレーム
Pr_20_93 | 20 | 93 |  |  | Unit structure and general products | ユニット構造と一般製品
Pr_20_93_33 | 20 | 93 | 33 |  | Glass blocks and panels | ガラスブロックとパネル |  |  |  | Cellular glass thermal blocks are described by characteristics such as recycled content, work sizes (length x width x height) and density. An example use may be within a masonry freestanding wall leaf system.
Pr_20_93_33_12 | 20 | 93 | 33 | 12 | Cellular glass thermal blocks | セルラーガラスサーマルブロック |  | 45-80-50/372 Cellular glass thermal blocks; |  | Cellular glass thermal blocks are described by characteristics such as recycled content, work sizes (length x width x height) and density. An example use may be within a masonry freestanding wall leaf system.
Pr_20_93_33_30 | 20 | 93 | 33 | 30 | Fire rated glass block wall panels | 耐火ガラスブロック壁パネル |  | 45-80-35/340 Fire rated glass block wall panels; |  | Fire rated glass block wall panels are described by characteristics such as dimensions, frame and glass blocks. An example use may be within a prefabricated glass block wall system.
Pr_20_93_33_31 | 20 | 93 | 33 | 31 | Glass block dry joint spacers | ガラスブロックドライジョイントスペーサー |  | 45-80-35/320 Glass block dry joint spacers; |  | Glass block dry joint spacers are described by characteristics such as joint size. An example use may be within an in situ glass block wall system.
Pr_20_93_33_32 | 20 | 93 | 33 | 32 | Glass block mortar joint spacers | ガラスブロックモルタルジョイントスペーサー |  | 45-80-35/315 Glass block mortar joint spacers; |  | Glass block mortar joint spacers are described by characteristics such as joint size, block thickness and linearity. An example use may be within an in situ glass block wall system.
Pr_20_93_33_33 | 20 | 93 | 33 | 33 | Glass block wall panels | ガラスブロック壁パネル |  | 45-80-35/345 Glass block wall panels with proprietary jointing system; |  | Glass block wall panels with proprietary jointing system are described by characteristics such as dimensions, panel type and frame. An example use may be within a prefabricated glass block wall system.
Pr_20_93_33_34 | 20 | 93 | 33 | 34 | Glass blocks | ガラスブロック |  | 45-80-35/310 Glass blocks; |  | Glass blocks are described by characteristics such as pattern, finish and colour. An example use may be within an in situ glass block wall system.
Pr_20_93_33_52 | 20 | 93 | 33 | 52 | Mortar jointed glass block wall panels | モルタル接合ガラスブロック壁パネル |  | 45-80-35/325 Mortar jointed glass block wall panels; |  | Mortar jointed glass block wall panels are described by characteristics such as dimensions, frame and glass blocks. An example use may be within a prefabricated glass block wall system.
Pr_20_93_33_53 | 20 | 93 | 33 | 53 | Mortar jointed and sealant pointed glass block wall panels | モルタル接合およびシーラントの尖ったガラスブロック壁パネル |  | 45-80-35/330 Mortar jointed and sealant pointed glass block wall panels; |  | Mortar jointed and sealant pointed glass block wall panels are described by characteristics such as dimensions, frame and glass blocks. An example use may be within a prefabricated glass block wall system.
Pr_20_93_33_76 | 20 | 93 | 33 | 76 | Sealant jointed glass block wall panels | シーラント接合ガラスブロック壁パネル |  | 45-80-35/335 Sealant jointed glass block wall panels; |  | Sealant jointed glass block wall panels are described by characteristics such as dimensions, frame and glass blocks. An example use may be within a prefabricated glass block wall system.
Pr_20_93_37 | 20 | 93 | 37 |  | Headwall and swale inlet products | 集排水口とスウェールインレット製品 |  |  |  | Plastics headwall products are described by characteristics such as material, colour and dimensions.
Pr_20_93_37_62 | 20 | 93 | 37 | 62 | Plastics headwall units | プラスチック集排水口ユニット |  | 45-25-40/310 Plastics headwall products; |  | Plastics headwall products are described by characteristics such as material, colour and dimensions.
Pr_20_93_37_63 | 20 | 93 | 37 | 63 | Plastics swale inlets | プラスチック販売入口 |  | 45-25-40/320 Plastics swale inlets; |  | Plastics swale inlets are described by characteristics such as material, colour and dimensions.
Pr_20_93_37_65 | 20 | 93 | 37 | 65 | Precast concrete headwall units | プレキャストコンクリート集排水口ユニット |  | 45-25-40/305 Pre-cast concrete headwall unit; |  | Pre-cast concrete headwall unit are described by characteristics such as dimensions, hole diameter (maximum) and hole diameter (minimum).
Pr_20_93_37_66 | 20 | 93 | 37 | 66 | Precast concrete swale inlets | プレキャストコンクリートセール入口 |  | 45-25-40/315 Precast concrete swale inlets; |  | Precast concrete swale inlets are described by characteristics such as colour, formed finish and dimensions.
Pr_20_93_51 | 20 | 93 | 51 |  | Masonry flooring units | 石積み床ユニット |  |  |  | Aggregate concrete infill blocks are described by characteristics such as dimensions, density and compressive strength (minimum). An example use may be within a precast concrete beam and block floor or roof deck system.
Pr_20_93_51_02 | 20 | 93 | 51 | 02 | Aggregate concrete infill blocks | 骨材コンクリートブロック |  | 45-80-50/360 Aggregate concrete infill blocks; |  | Aggregate concrete infill blocks are described by characteristics such as dimensions, density and compressive strength (minimum). An example use may be within a precast concrete beam and block floor or roof deck system.
Pr_20_93_51_05 | 20 | 93 | 51 | 05 | Autoclaved aerated concrete (AAC) infill blocks | オートクレーブされた気泡コンクリート（AAC）インフィルブロック |  | 45-80-50/362 Autoclaved aerated concrete (AAC) infill blocks; |  | Autoclaved aerated concrete (aac) infill blocks are described by characteristics such as dimensions (nominal), dry density and compressive strength (minimum). An example use may be within a precast concrete beam and block floor or roof deck system.
Pr_20_93_51_28 | 20 | 93 | 51 | 28 | Expanded polystyrene (EPS) infill blocks | 発泡スチロール（EPS）インフィルブロック |  | 45-50-30/320 Expanded polystyrene infill blocks; |  | Expanded polystyrene infill blocks are described by characteristics such as designation and dimensions (nominal). An example use may be within a precast concrete beam and block floor or roof deck system.
Pr_20_93_52 | 20 | 93 | 52 |  | Masonry walling units | 石積みの壁ユニット |  |  |  | Aggregate concrete blocks are described by characteristics such as block description, appearance and configuration. An example use may be within an unframed straw bale wall system.
Pr_20_93_52_01 | 20 | 93 | 52 | 01 | Aggregate concrete blocks | コンクリートブロックの骨材 |  | 45-80-50/300 Aggregate concrete blocks; |  | Aggregate concrete blocks are described by characteristics such as block description, appearance and configuration. An example use may be within an unframed straw bale wall system.
Pr_20_93_52_02 | 20 | 93 | 52 | 02 | Aggregate concrete bricks | 骨材コンクリートレンガ |  | 45-80-50/302 Aggregate concrete bricks; |  | Aggregate concrete bricks are described by characteristics such as brick description, appearance and configuration. An example use may be within a masonry internal leaf system.
Pr_20_93_52_05 | 20 | 93 | 52 | 05 | Autoclaved aerated concrete (AAC) blocks | オートクレーブされた気泡コンクリート（AAC）ブロック |  | 45-80-50/304 Autoclaved aerated concrete (AAC) blocks; |  | Autoclaved aerated concrete (aac) blocks are described by characteristics such as configuration, mean compressive strength (minimum) and freeze thaw resistance. An example use may be within a masonry internal leaf system.
Pr_20_93_52_11 | 20 | 93 | 52 | 11 | Calcium silicate blocks | ケイ酸カルシウムブロック
Pr_20_93_52_12 | 20 | 93 | 52 | 12 | Calcium silicate bricks | ケイ酸カルシウムレンガ
Pr_20_93_52_13 | 20 | 93 | 52 | 13 | Cast stone masonry units | 石積みユニットのキャスト |  | 45-80-50/312 Cast stone - ashlar masonry; |  | Cast stone - ashlar masonry are described by characteristics such as block description, appearance and finish. An example use may be within an informal pond system.
Pr_20_93_52_14 | 20 | 93 | 52 | 14 | Clay blocks | 粘土ブロック |  | 45-80-50/314 Clay blocks; |  | Clay blocks are described by characteristics such as appearance, block type and work size (length x width x height). An example use may be within an informal pond system.
Pr_20_93_52_15 | 20 | 93 | 52 | 15 | Clay bricks | 粘土レンガ |  | 45-80-50/316 Clay bricks; |  | Clay bricks are described by characteristics such as brick description, brick type and appearance. An example use may be within an informal pond system.
Pr_20_93_52_16 | 20 | 93 | 52 | 16 | Clay brick slips | 粘土レンガスリップ
Pr_20_93_52_23 | 20 | 93 | 52 | 23 | Dimensioned stones | 寸法石
Pr_20_93_52_27 | 20 | 93 | 52 | 27 | Engineering bricks | エンジニアリングブリック
Pr_20_93_52_32 | 20 | 93 | 52 | 32 | Glazed clay brick slips | 施釉耐火レンガスリップ
Pr_20_93_52_33 | 20 | 93 | 52 | 33 | Glass-reinforced concrete (GRC) blocks | ガラス補強コンクリート（GRC）ブロック
Pr_20_93_52_34 | 20 | 93 | 52 | 34 | Glazed clay bricks | 施釉耐火レンガ
Pr_20_93_52_35 | 20 | 93 | 52 | 35 | Glazed concrete blocks | 施釉コンクリートブロック
Pr_20_93_52_36 | 20 | 93 | 52 | 36 | Gypsum blocks | 石膏ブロック
Pr_20_93_52_42 | 20 | 93 | 52 | 42 | Insulated concrete blocks | 断熱コンクリートブロック
Pr_20_93_52_50 | 20 | 93 | 52 | 50 | Manufactured stone blocks | 製造された石のブロック |  | 45-80-50/322 Manufactured stone blocks; |  | Manufactured stone blocks are described by characteristics such as block description, appearance and finish. An example use may be within an informal pond system.
Pr_20_93_52_56 | 20 | 93 | 52 | 56 | Natural dimensioned stones | 自然な大きさの石 |  | 45-80-50/324 Natural dimensioned stones; |  | Natural dimensioned stones are described by characteristics such as supplied by, stone unit description and appearance. An example use may be within an informal pond system.
Pr_20_93_52_57 | 20 | 93 | 52 | 57 | Natural rubble stones | 天然瓦礫石 |  | 45-80-50/326 Natural rubble stones; |  | Natural rubble stones are described by characteristics such as supplied by, appearance and denomination. An example use may be within an informal pond system.
Pr_20_93_52_58 | 20 | 93 | 52 | 58 | Natural stone plugs | 天然石プラグ |  | 45-80-50/327 Natural stone plugs; |  | Natural stone plugs are described by characteristics such as supplied by, identification and stone unit description. An example use may be within a masonry repair system.
Pr_20_93_52_71 | 20 | 93 | 52 | 71 | Reclaimed clay bricks | 再生粘土レンガ |  | 45-80-50/320 Reclaimed clay bricks; |  | Reclaimed clay bricks are described by characteristics such as supplied by, brick description and source. An example use may be within an informal pond system.
Pr_20_93_52_73 | 20 | 93 | 52 | 73 | Refractory bricks | 耐火レンガ
Pr_20_93_52_74 | 20 | 93 | 52 | 74 | Replacement natural dimensioned stones | 交換用の自然な寸法の石
Pr_20_93_52_75 | 20 | 93 | 52 | 75 | Salvaged natural stones | 回収された天然石 |  | 45-80-50/328 Salvaged natural stones; |  | Salvaged natural stones are described by characteristics such as supplied by, petrological family and stone unit description. An example use may be within an unframed straw bale wall system.
Pr_20_93_52_87 | 20 | 93 | 52 | 87 | Terracotta units | テラコッタユニット |  | 45-80-50/321 Terracotta units; |  | Terracotta units are described by characteristics such as form, finish and texture. An example use may be within a masonry repair system.
Pr_20_93_52_89 | 20 | 93 | 52 | 89 | Thin joint autoclaved aerated concrete (AAC) blocks | 薄いジョイントオートクレーブ気泡コンクリート（AAC）ブロック |  | 45-80-50/306 Thin joint autoclaved aerated concrete (AAC) blocks; |  | Thin joint autoclaved aerated concrete (aac) blocks are described by characteristics such as configuration, mean compressive strength (minimum) and category.
Pr_20_93_71 | 20 | 93 | 71 |  | Retaining wall units | 擁壁ユニット |  |  |  | Carbon steel spreader plate are described by characteristics such as grade options for steel to be galvanized, specific requirements and dimensions. An example use may be within a secant pile retaining wall system.
Pr_20_93_71_11 | 20 | 93 | 71 | 11 | Carbon steel spreader plates | 炭素鋼スプレッダープレート |  | 45-25-66/370 Carbon steel spreader plate; |  | Carbon steel spreader plate are described by characteristics such as grade options for steel to be galvanized, specific requirements and dimensions. An example use may be within a secant pile retaining wall system.
Pr_20_93_71_15 | 20 | 93 | 71 | 15 | Concrete interlocking blocks | コンクリート連動ブロック |  | 45-25-66/320 Precast concrete interlocking blocks; |  | Precast concrete interlocking blocks are described by characteristics such as dimensions, finish and colour. An example use may be within a drystack masonry unit retaining wall system.
Pr_20_93_71_16 | 20 | 93 | 71 | 16 | Concrete crib wall units | コンクリート製ベビーベッドウォールユニット |  | 45-25-66/340 Precast concrete crib wall units; |  | Precast concrete crib wall units are described by characteristics such as dimensions, configuration and external finish. An example use may be within a crib retaining wall system.
Pr_20_93_71_17 | 20 | 93 | 71 | 17 | Concrete panels | コンクリートパネル |  | 45-25-66/330 Precast concrete panels; |  | Precast concrete panels are described by characteristics such as dimensions, finish and edge details. An example use may be within a soil nailing system.
Pr_20_93_71_18 | 20 | 93 | 71 | 18 | Concrete diaphragm wall units | コンクリート隔膜壁ユニット |  | 45-25-66/350 Precast concrete diaphragm wall units; |  | Precast concrete diaphragm wall units are described by characteristics such as certification, dimensions and features. An example use may be within a reinforced concrete diaphragm retaining wall system.
Pr_20_93_71_53 | 20 | 93 | 71 | 53 | Modular reinforced concrete stem wall units | モジュール式鉄筋コンクリート製幹壁ユニット |  | 45-25-66/310 Modular precast reinforced concrete stem wall units; |  | Modular precast reinforced concrete stem wall units are described by characteristics such as configuration, dimensions and weight. An example use may be within a suds bioretention area system.
Pr_20_93_71_63 | 20 | 93 | 71 | 63 | Pre-filled caged containers | プレフィルドケージコンテナ |  | 45-25-66/375 Pre-filled caged containers; |  | Pre-filled caged containers are described by characteristics such as supplied by, type of caged container and sizes. An example use may be within a caged fill retaining wall system.
Pr_20_93_71_65 | 20 | 93 | 71 | 65 | Preformed stop ends | 形成済みの停止終了 |  | 45-25-66/365 Permanent preformed stop ends; |  | Permanent preformed stop ends are described by characteristics such as supplied by, material and waterstops. An example use may be within a slurry diaphragm retaining wall system.
Pr_20_93_71_75 | 20 | 93 | 71 | 75 | Sawn hardwood crib wall units | 製材広葉樹ベビーベッドウォールユニット |  | 45-60-90/440 Sawn timber crib wall units; |  | Sawn timber crib wall units are described by characteristics such as size and preservative treatment. An example use may be within a crib retaining wall system.
Pr_20_93_71_91 | 20 | 93 | 71 | 91 | Tyre bales | タイヤベール |  | 45-25-66/380 Tyre bales; |  | Tyre bales are described by characteristics such as supplied by, condition and mass (maximum). An example use may be within a tyre bale retaining wall system.
Pr_20_93_76 | 20 | 93 | 76 |  | Shaft-lining products | シャフトライニング製品
Pr_20_93_76_11 | 20 | 93 | 76 | 11 | Carbon steel shaft-lining segments | 炭素鋼シャフトライニングセグメント
Pr_20_93_76_12 | 20 | 93 | 76 | 12 | Cast iron shaft-lining segments | 鋳鉄シャフトライニングセグメント
Pr_20_93_76_15 | 20 | 93 | 76 | 15 | Concrete shaft-lining segments | コンクリートシャフトライニングセグメント
Pr_20_93_76_80 | 20 | 93 | 76 | 80 | Spheroidal graphite iron (SGI) shaft-lining segments | 球状黒鉛鉄（SGI）シャフトライニングセグメント
Pr_20_93_84 | 20 | 93 | 84 |  | Structural roofing units | 構造屋根ユニット |  |  |  | Precast concrete arch units are described by characteristics such as third party product certification, dimensions (nominal) and finish.
Pr_20_93_84_15 | 20 | 93 | 84 | 15 | Concrete arch units | コンクリートアーチユニット |  | 45-20-68/310 Precast concrete arch units; |  | Precast concrete arch units are described by characteristics such as third party product certification, dimensions (nominal) and finish.
Pr_20_93_84_16 | 20 | 93 | 84 | 16 | Concrete dome units | コンクリートドームユニット |  | 45-20-68/320 Precast concrete dome units; |  | Precast concrete dome units are described by characteristics such as third party product certification, dimensions (nominal) and finish.
Pr_20_93_85 | 20 | 93 | 85 |  | Structural units | 構造壁ユニット |  |  |  | Precast concrete solid wall and composite wall units are described by characteristics such as external wall units and internal wall units. An example use may be within a structural insulated panels.
Pr_20_93_85_14 | 20 | 93 | 85 | 14 | Concrete solid wall and composite wall units | コンクリート無垢壁と複合壁ユニット |  | 45-25-68/310 Precast concrete solid wall and composite wall units; |  | Precast concrete solid wall and composite wall units are described by characteristics such as external wall units and internal wall units. An example use may be within a structural insulated panels.
Pr_20_93_85_16 | 20 | 93 | 85 | 16 | Concrete structural insulated panels (SIPs) | コンクリート構造断熱パネル（SIP） |  | 45-25-68/320 Precast concrete structural insulated panels (SIPs); |  | Precast concrete structural insulated panels (sips) are described by characteristics such as external wall units, insulation core and openings and perforations. An example use may be within a structural insulated panels.
Pr_20_93_85_52 | 20 | 93 | 85 | 52 | Metal structural insulated panels (SIPs) | 金属構造絶縁パネル（SIP） |  | 45-60-50/460 Metal structural insulated panels; |  | Metal structural insulated panels are described by characteristics such as third-party certification, external wall units and insulation core. An example use may be within a prefabricated panelled or framed modular system.
Pr_20_93_85_88 | 20 | 93 | 85 | 88 | Timber-framed straw-filled panels | 木枠のわらで満たされたパネル |  | 45-60-90/417 Timber framed, straw filled panels; |  | Timber framed, straw filled panels are described by characteristics such as overall dimensions, filled panel and outer layer. An example use may be within a framed straw bale wall systems.
Pr_20_93_85_90 | 20 | 93 | 85 | 90 | Timber structural insulated panels (SIPs) | 木材構造断熱パネル（SIP） |  | 45-60-90/415 Structural insulated wall panels; |  | Structural insulated wall panels are described by characteristics such as dimensions, framing and insulation. An example use may be within a timber framing system.
Pr_20_93_90 | 20 | 93 | 90 |  | Tunnel-lining products | トンネルライニング製品 |  |  |  | Steel tunnel and shaft lining segments are described by characteristics such as segment type, steel grade and coating.
Pr_20_93_90_11 | 20 | 93 | 90 | 11 | Carbon steel tunnel-lining segments | 炭素鋼トンネルライニングセグメント |  | 45-80-92/330 Steel tunnel and shaft lining segments; |  | Steel tunnel and shaft lining segments are described by characteristics such as segment type, steel grade and coating.
Pr_20_93_90_12 | 20 | 93 | 90 | 12 | Cast iron tunnel-lining segments | 鋳鉄トンネルライニングセグメント |  | 45-80-92/320 Cast iron tunnel and shaft lining segments; |  | Cast iron tunnel and shaft lining segments are described by characteristics such as segment type, coating and dimension.
Pr_20_93_90_15 | 20 | 93 | 90 | 15 | Concrete tunnel-lining segments | コンクリートトンネル覆工セグメント |  | 45-80-92/310 Precast concrete tunnel and shaft lining segments; |  | Precast concrete tunnel and shaft lining segments are described by characteristics such as concrete, formed finish and dimensions.
Pr_20_93_90_80 | 20 | 93 | 90 | 80 | Spheroidal graphite iron (SGI) tunnel-lining segments | 球状黒鉛鉄（SGI）トンネルライニングセグメント |  | 45-80-92/340 Spheroidal Graphite Iron (SGI) tunnel and shaft lining segments; |  | Spheroidal graphite iron (sgi) tunnel and shaft lining segments are described by characteristics such as segment type, coating and dimensions.
Pr_20_93_90_90 | 20 | 93 | 90 | 90 | Tunnel segment connectors | トンネルセグメントコネクタ
Pr_20_93_95 | 20 | 93 | 95 |  | Tunnel opening products | トンネル開口部製品
Pr_20_93_95_15 | 20 | 93 | 95 | 15 | Tunnel frame cills | トンネルフレームcills
Pr_20_93_95_44 | 20 | 93 | 95 | 44 | Tunnel frame jambs | トンネルフレームジャム
Pr_20_93_95_47 | 20 | 93 | 95 | 47 | Tunnel frame lintels | トンネルフレームまぐさ
Pr_20_96 | 20 | 96 |  |  | Wire structure and general products | ワイヤー構造と一般製品
Pr_20_96_71 | 20 | 96 | 71 |  | Reinforcement | 補強材 |  |  |  | Carbon steel bed joint reinforcement are described by characteristics such as configuration of bed joint reinforcement, dimensions and corrosion protection. An example use may be within a masonry freestanding wall leaf system.
Pr_20_96_71_10 | 20 | 96 | 71 | 10 | Carbon steel bed joint reinforcement | 炭素鋼のベッドジョイント補強 |  | 45-85-70/310 Carbon steel bed joint reinforcement; |  | Carbon steel bed joint reinforcement are described by characteristics such as configuration of bed joint reinforcement, dimensions and corrosion protection. An example use may be within a masonry freestanding wall leaf system.
Pr_20_96_71_11 | 20 | 96 | 71 | 11 | Carbon steel cage reinforcement | 炭素鋼ケージ補強
Pr_20_96_71_12 | 20 | 96 | 71 | 12 | Carbon steel fabric reinforcement | 炭素鋼ファブリック補強 |  | 45-85-70/370 Carbon steel fabric reinforcement; |  | Carbon steel fabric reinforcement are described by characteristics such as supplied by, designation and strength grade. An example use may be within an in situ concrete paving system.
Pr_20_96_71_13 | 20 | 96 | 71 | 13 | Carbon steel plain bar reinforcement | 炭素鋼プレーンバー補強 |  | 45-85-70/374 Carbon steel plain bar reinforcement; |  | Carbon steel plain bar reinforcement are described by characteristics such as supplied by, strength grade and diameter. An example use may be within an in situ unreinforced concrete foundation and plinth system.
Pr_20_96_71_14 | 20 | 96 | 71 | 14 | Carbon steel ribbed bar reinforcement | 炭素鋼リブ付きバー補強 |  | 45-85-70/376 Carbon steel ribbed bar reinforcement; |  | Carbon steel ribbed bar reinforcement are described by characteristics such as supplied by, strength grade and dimensions. An example use may be within an in situ unreinforced concrete foundation and plinth system.
Pr_20_96_71_15 | 20 | 96 | 71 | 15 | Carbon steel post-installed starter bars | 炭素鋼後付けスターターバー |  | 45-85-70/382 Carbon steel post-installed starter bars; |  | Carbon steel post-installed starter bars are described by characteristics such as supplied by, strength grade and diameter. An example use may be within an in situ reinforced concrete shaft structure system.
Pr_20_96_71_16 | 20 | 96 | 71 | 16 | Carbon steel tendons | 炭素鋼の腱 |  | 45-85-70/405 Carbon steel tendons; |  | Carbon steel tendons are described by characteristics such as wire, strands and bars. An example use may be within a post tensioned concrete floor or roof deck system.
Pr_20_96_71_17 | 20 | 96 | 71 | 17 | Copper rod reinforcement | 銅棒補強 |  | 45-85-70/315 Copper rod reinforcement; |  | Copper rod reinforcement are described by characteristics such as supplied by and diameter.
Pr_20_96_71_28 | 20 | 96 | 71 | 28 | Fibre-reinforced plastics bar reinforcement | 繊維強化プラスチック棒補強 |  | 45-85-70/390 Fibre reinforced plastics bar reinforcement; |  | Fibre reinforced plastics bar reinforcement are described by characteristics such as reinforcement material, shape code and diameter.
Pr_20_96_71_30 | 20 | 96 | 71 | 30 | Fibrous reinforcement | 繊維強化 |  | 45-85-70/410 Fibrous reinforcement; |  | Fibrous reinforcement are described by characteristics such as material, length and condition. An example use may be within a multicoat plaster system.
Pr_20_96_71_33 | 20 | 96 | 71 | 33 | Glass fibre fleece reinforcement | グラスファイバーフリース補強 |  | 45-85-70/340 Glass fibre fleece reinforcement; |  | Glass fibre fleece reinforcement are described by characteristics such as weight (maximum) and width (minimum). An example use may be within a liquid applied warm roof covering system.
Pr_20_96_71_34 | 20 | 96 | 71 | 34 | Glass fibre mesh reinforcement | グラスファイバーメッシュ補強 |  | 45-85-70/355 Glass fibre mesh reinforcement; |  | Glass fibre mesh reinforcement are described by characteristics such as grade and mesh size. An example use may be within a bonded or partially bonded cementitious levelling screed system.
Pr_20_96_71_35 | 20 | 96 | 71 | 35 | Glass fibre reinforcement mats | ガラス繊維強化マット |  | 45-85-70/335 Glass fibre reinforcement mat; |  | Glass fibre reinforcement mat are described by characteristics such as form of glass fibre reinforcement mat and weight (maximum). An example use may be within a bonded or partially bonded cementitious levelling screed system.
Pr_20_96_71_36 | 20 | 96 | 71 | 36 | Glass fibre reinforcement tendons | ガラス繊維補強腱
Pr_20_96_71_51 | 20 | 96 | 71 | 51 | Mechanical reinforcement couplers | 機械補強カプラー |  | 45-85-70/400 Mechanical couplers; |  | Mechanical couplers are described by characteristics such as supplied by and coupler type. An example use may be within an in situ reinforced concrete shaft structure system.
Pr_20_96_71_52 | 20 | 96 | 71 | 52 | Meshwork joint reinforcement | メッシュワークジョイント補強
Pr_20_96_71_62 | 20 | 96 | 71 | 62 | Phosphor bronze rod reinforcement | りん青銅棒補強
Pr_20_96_71_64 | 20 | 96 | 71 | 64 | Polyester (PES) fibre fleece reinforcement | ポリエステル（PES）繊維フリース補強 |  | 45-85-70/350 Polyester fibre fleece reinforcement; |  | Polyester fibre fleece reinforcement are described by characteristics such as polyester content (minimum), polypropylene content (maximum) and weight (maximum). An example use may be within a liquid applied warm roof covering system.
Pr_20_96_71_66 | 20 | 96 | 71 | 66 | Prefabricated continuity reinforcement strips | プレハブの導通補強ストリップ |  | 45-85-70/386 Prefabricated continuity reinforcement strips; |  | Prefabricated continuity reinforcement strips are described by characteristics such as supplied by and requirement. An example use may be within an in situ reinforced concrete shaft structure system.
Pr_20_96_71_67 | 20 | 96 | 71 | 67 | Prefabricated reinforcement | プレハブ補強 |  | 45-85-70/388 Prefabricated reinforcement; |  | Prefabricated reinforcement are described by characteristics such as supplied by, application and strength grade. An example use may be within a pre-stressed concrete beam deck.
Pr_20_96_71_83 | 20 | 96 | 71 | 83 | Stainless steel bed joint reinforcement | ステンレス製ベッドジョイント補強 |  | 45-85-70/330 Stainless steel bed joint reinforcement; |  | Stainless steel bed joint reinforcement are described by characteristics such as configuration of bed joint reinforcement, dimensions and corrosion protection. An example use may be within a masonry freestanding wall leaf system.
Pr_20_96_71_84 | 20 | 96 | 71 | 84 | Stainless steel fabric reinforcement | ステンレス鋼の布補強 |  | 45-85-70/372 Stainless steel fabric reinforcement; |  | Stainless steel fabric reinforcement are described by characteristics such as supplied by, designation and grade. An example use may be within a pre-stressed concrete beam deck.
Pr_20_96_71_85 | 20 | 96 | 71 | 85 | Stainless steel plain bar reinforcement | ステンレス鋼プレーンバー補強 |  | 45-85-70/378 Stainless steel plain bar reinforcement; |  | Stainless steel plain bar reinforcement are described by characteristics such as supplied by, designation and strength grade. An example use may be within a concrete or mortar overlay system.
Pr_20_96_71_86 | 20 | 96 | 71 | 86 | Stainless steel ribbed bar reinforcement | ステンレス鋼のリブ付きバー補強材 |  | 45-85-70/380 Stainless steel ribbed bar reinforcement; |  | Stainless steel ribbed bar reinforcement are described by characteristics such as supplied by, designation and strength grade. An example use may be within a concrete or mortar overlay system.
Pr_20_96_71_87 | 20 | 96 | 71 | 87 | Stainless steel post-installed starter bars | ステンレススチールポスト取り付けスターターバー |  | 45-85-70/384 Stainless steel post installed starter bars; |  | Stainless steel post installed starter bars are described by characteristics such as supplied by, designation and strength grade. An example use may be within an in situ reinforced concrete shaft structure system.
Pr_20_96_71_97 | 20 | 96 | 71 | 97 | Welded wire mesh reinforcement | 溶接金網補強 |  | 45-85-70/365 Welded wire mesh reinforcement; |  | Welded wire mesh reinforcement are described by characteristics such as supplied by, mesh configuration and corrosion protection. An example use may be within an external wall tiling system.
Pr_20_96_96 | 20 | 96 | 96 |  | Wire fencing ancillary products | ワイヤーフェンシング付属品 |  |  |  | Fencing cleats are described by characteristics such as dimensions, material and finishes. An example use may be within a composite board or palisade fencing system.
Pr_20_96_96_11 | 20 | 96 | 96 | 11 | Carbon steel fencing cleats | 炭素鋼フェンシングクリート |  | 45-25-38/415 Fencing cleats; |  | Fencing cleats are described by characteristics such as dimensions, material and finishes. An example use may be within a composite board or palisade fencing system.
Pr_20_96_96_12 | 20 | 96 | 96 | 12 | Carbon steel fencing droppers | 炭素鋼フェンスドロッパー |  | 45-25-38/405 Carbon steel droppers; |  | Carbon steel droppers are described by characteristics such as size, material and finishes. An example use may be within a composite post and panel fencing system.
Pr_20_96_96_13 | 20 | 96 | 96 | 13 | Carbon steel fencing rings | 炭素鋼フェンシングリング |  | 45-25-38/420 Fixing rings; |  | Fixing rings are described by characteristics such as form, material and finishes. An example use may be within a hanging container planting system.
Pr_20_96_96_14 | 20 | 96 | 96 | 14 | Carbon steel fencing strainers | 炭素鋼フェンスストレーナー |  | 45-25-38/430 Fencing strainers; |  | Fencing strainers are described by characteristics such as standards, strainer type and dimensions. An example use may be within a general pattern wire mesh fencing system.
Pr_20_96_96_15 | 20 | 96 | 96 | 15 | Carbon steel fencing stretcher bars | 炭素鋼フェンシングストレッチャーバー |  | 45-25-38/455 Stretcher bars; |  | Stretcher bars are described by characteristics such as standards, size and material. An example use may be within a composite board or palisade fencing system.
Pr_20_96_96_16 | 20 | 96 | 96 | 16 | Carbon steel fencing wedges | 炭素鋼フェンシングウェッジ |  | 45-25-38/435 Fencing wedges; |  | Fencing wedges are described by characteristics such as material and finishes. An example use may be within a composite post and panel fencing system.
Pr_20_96_96_17 | 20 | 96 | 96 | 17 | Carbon steel preformed fencing lashing rods | 炭素鋼予備成形フェンシングラッシングロッド |  | 45-25-38/440 Pre-formed lashing rods; |  | Pre-formed lashing rods are described by characteristics such as dimensions, material and finishes. An example use may be within a composite continuous mesh fencing system.
Pr_20_96_96_72 | 20 | 96 | 96 | 72 | Rotating vane fence toppings | 回転ベーンフェンスのトッピング |  | 45-25-38/445 Rotating vane toppings; |  | Rotating vane toppings are described by characteristics such as material and finishes. An example use may be within a dropper pattern strained wire fencing system.
Pr_20_96_97 | 20 | 96 | 97 |  | Wires, ropes, twines and chains | ワイヤー、ロープ、より糸、チェーン |  |  |  | Aluminium wires are described by characteristics such as shape, size and finish. An example use may be within a projecting brise-soleil system.
Pr_20_96_97_02 | 20 | 96 | 97 | 02 | Aluminium wires | アルミ線 |  | 45-85-95/305 Aluminium wires; |  | Aluminium wires are described by characteristics such as shape, size and finish. An example use may be within a projecting brise-soleil system.
Pr_20_96_97_11 | 20 | 96 | 97 | 11 | Carbon steel barbed tapes | 炭素鋼の有刺鉄線のテープ |  | 45-85-95/435 Carbon steel barbed tapes; |  | Carbon steel barbed tapes are described by characteristics such as pattern, form and concertina diameter. An example use may be within a composite post and panel fencing system.
Pr_20_96_97_12 | 20 | 96 | 97 | 12 | Carbon steel barbed wires | 炭素鋼有刺鉄線 |  | 45-85-95/310 Carbon steel barbed wires; |  | Carbon steel barbed wires are described by characteristics such as form, concertina diameter and main wire diameter. An example use may be within a composite post and panel fencing system.
Pr_20_96_97_13 | 20 | 96 | 97 | 13 | Carbon steel chains | 炭素鋼チェーン |  | 45-85-95/415 Carbon steel chains; |  | Carbon steel chains are described by characteristics such as form, size and length. An example use may be within a rope or chain fencing system.
Pr_20_96_97_14 | 20 | 96 | 97 | 14 | Carbon steel high tensile barbed wires | 炭素鋼高張力有刺鉄線 |  | 45-85-95/325 High tensile steel barbed wires; |  | High tensile steel barbed wires are described by characteristics such as form, concertina diameter and main wire diameter.
Pr_20_96_97_15 | 20 | 96 | 97 | 15 | Carbon steel high tensile line wires | 炭素鋼高張力線 |  | 45-85-95/330 High tensile steel line wires; |  | High tensile steel line wires are described by characteristics such as tensile strength, shape and diameter (minimum). An example use may be within a general pattern strained wire fencing system.
Pr_20_96_97_16 | 20 | 96 | 97 | 16 | Carbon steel razor wires | 炭素鋼かみそりワイヤー |  | 45-85-95/315 Carbon steel razor wires; |  | Carbon steel razor wires are described by characteristics such as form, concertina diameter and razor type. An example use may be within a composite post and panel fencing system.
Pr_20_96_97_17 | 20 | 96 | 97 | 17 | Carbon steel spring wires | 炭素鋼ばね線 |  | 45-85-95/350 Spring steel wires; |  | Spring steel wires are described by characteristics such as tensile strength, diameter and applied finish. An example use may be within a general pattern strained wire fencing system.
Pr_20_96_97_18 | 20 | 96 | 97 | 18 | Carbon steel wire ropes | 炭素鋼ワイヤーロープ |  | 45-85-95/385 Carbon steel wire ropes; |  | Carbon steel wire ropes are described by characteristics such as ply, core and size. An example use may be within a suspended access system - mobile rig on monorail.
Pr_20_96_97_19 | 20 | 96 | 97 | 19 | Carbon steel wires | 炭素鋼線 |  | 45-85-95/320 Carbon steel wires; |  | Carbon steel wires are described by characteristics such as tensile strength, shape and dimensions. An example use may be within a general pattern strained wire fencing system.
Pr_20_96_97_21 | 20 | 96 | 97 | 21 | Copper alloy wires | 銅合金線 |  | 45-85-95/322 Copper alloy wires; |  | Copper alloy wires are described by characteristics such as alloy code, hardness and diameter. An example use may be within a mortar repairs system.
Pr_20_96_97_27 | 20 | 96 | 97 | 27 | Electric fence ropes | 電気柵ロープ |  | 45-85-95/390 Electric fence ropes; |  | Electric fence ropes are described by characteristics such as tensile strength, size and applied finish. An example use may be within an electric security fencing system.
Pr_20_96_97_51 | 20 | 96 | 97 | 51 | Mixed fibre ropes | 混合繊維ロープ
Pr_20_96_97_56 | 20 | 96 | 97 | 56 | Natural ropes | 天然ロープ |  | 45-85-95/395 Natural ropes; |  | Natural ropes are described by characteristics such as material, size and end forms. An example use may be within a rope or chain fencing system.
Pr_20_96_97_57 | 20 | 96 | 97 | 57 | Natural threads | 天然紐
Pr_20_96_97_58 | 20 | 96 | 97 | 58 | Natural twines | 天然麻紐 |  | 45-85-95/360 Natural twines; |  | Natural twines are described by characteristics such as material, ply and diameter. An example use may be within a thatch roofing system.
Pr_20_96_97_60 | 20 | 96 | 97 | 60 | Phosphor bronze wires | りん青銅線 |  | 45-85-95/332 Phosphor bronze wires; |  | Phosphor bronze wires are described by characteristics such as alloy code, hardness and diameter. An example use may be within a mortar repairs system.
Pr_20_96_97_62 | 20 | 96 | 97 | 62 | Plastics chains | プラスチックチェーン
Pr_20_96_97_63 | 20 | 96 | 97 | 63 | Plastics wires or lines | プラスチックのワイヤーまたはライン
Pr_20_96_97_73 | 20 | 96 | 97 | 73 | Shock-absorbing lanyards | 衝撃吸収ストラップ
Pr_20_96_97_74 | 20 | 96 | 97 | 74 | Stainless steel barbed tapes | ステンレススチールバーブテープ |  | 45-85-95/440 Stainless steel barbed tapes; |  | Stainless steel barbed tapes are described by characteristics such as pattern, form and concertina diameter. An example use may be within a composite post and panel fencing system.
Pr_20_96_97_75 | 20 | 96 | 97 | 75 | Stainless steel barbed wires | ステンレス製有刺鉄線 |  | 45-85-95/335 Stainless steel barbed wires; |  | Stainless steel barbed wires are described by characteristics such as form, concertina diameter and main wire diameter. An example use may be within a composite post and panel fencing system.
Pr_20_96_97_76 | 20 | 96 | 97 | 76 | Stainless steel chains | ステンレス鋼チェーン |  | 45-85-95/420 Stainless steel chains; |  | Stainless steel chains are described by characteristics such as material, form and size. An example use may be within a rope or chain fencing system.
Pr_20_96_97_77 | 20 | 96 | 97 | 77 | Stainless steel high tensile barbed wires | ステンレス鋼高張力有刺鉄線
Pr_20_96_97_78 | 20 | 96 | 97 | 78 | Stainless steel high tensile line wires | ステンレス鋼高張力線
Pr_20_96_97_79 | 20 | 96 | 97 | 79 | Stainless steel razor wires | ステンレス鋼かみそりワイヤー |  | 45-85-95/340 Stainless steel razor wires; |  | Stainless steel razor wires are described by characteristics such as pattern, form and concertina diameter. An example use may be within a composite post and panel fencing system.
Pr_20_96_97_80 | 20 | 96 | 97 | 80 | Stainless steel spring wires | ステンレス鋼のばねワイヤー
Pr_20_96_97_81 | 20 | 96 | 97 | 81 | Stainless steel wire ropes | ステンレス鋼ワイヤーロープ |  | 45-85-95/405 Stainless steel wire rope; |  | Stainless steel wire rope are described by characteristics such as material, ply and size. An example use may be within a multilayer tensile fabric covering system.
Pr_20_96_97_82 | 20 | 96 | 97 | 82 | Stainless steel wires | ステンレス鋼線 |  | 45-85-95/345 Stainless steel wires; |  | Stainless steel wires are described by characteristics such as diameter, finish and accessories. An example use may be within a metal lathing casing system.
Pr_20_96_97_83 | 20 | 96 | 97 | 83 | Swimming pool flagged ropes | スイミングプールフラグ付きロープ |  | 45-35-90/400 Flagged ropes; |  | Flagged ropes are described by characteristics such as marker flags and cord. An example use may be within a competitive swimming pool equipment systems.
Pr_20_96_97_84 | 20 | 96 | 97 | 84 | Swimming pool false start ropes | スイミングプール偽スタートロープ |  | 45-35-90/395 False start ropes; |  | False start ropes are described by characteristics such as material, length (minimum) and breaking strain (minimum). An example use may be within a competitive swimming pool equipment systems.
Pr_20_96_97_85 | 20 | 96 | 97 | 85 | Swimming pool lane ropes | プールレーンロープ |  | 45-35-90/405 Lane ropes; |  | Lane ropes are described by characteristics such as length, floats and cables. An example use may be within a leisure swimming pool equipment systems.
Pr_20_96_97_86 | 20 | 96 | 97 | 86 | Synthetic chains | 合成鎖 |  | 45-85-95/425 Synthetic chains; |  | Synthetic chains are described by characteristics such as material, colour and form. An example use may be within a rope or chain fencing system.
Pr_20_96_97_87 | 20 | 96 | 97 | 87 | Synthetic ropes | 合成ロープ |  | 45-85-95/400 Synthetic ropes; |  | Synthetic ropes are described by characteristics such as material, rope diameter and length. An example use may be within a rope or chain fencing system.
Pr_20_96_97_88 | 20 | 96 | 97 | 88 | Synthetic threads | 合成糸 |  | 45-85-95/365 Synthetic twines; |  | Synthetic twines are described by characteristics such as material, ply and diameter. An example use may be within a thatch roofing system.
Pr_20_96_97_89 | 20 | 96 | 97 | 89 | Synthetic twines | 合成繊維 |  | 45-85-95/375 Synthetic threads; |  | Synthetic threads are described by characteristics such as strength, material and thickness.
Pr_25 | 25 |  |  |  | Skin products | スキン製品
Pr_25_30 | 25 | 30 |  |  | Fixed access products | 固定アクセス製品
Pr_25_30_30 | 25 | 30 | 30 |  | Floor plates, gratings and edgings | 床板、格子、縁取り |  |  |  | Aluminium cold formed planks are described by characteristics such as format, finish and size. An example use may be within an industrial stair system.
Pr_25_30_30_01 | 25 | 30 | 30 | 01 | Aluminium cold-formed planks | アルミ冷間成形板 |  | 45-30-40/310 Aluminium cold formed planks; |  | Aluminium cold formed planks are described by characteristics such as format, finish and size. An example use may be within an industrial stair system.
Pr_25_30_30_02 | 25 | 30 | 30 | 02 | Aluminium duckboards | アルミダックボード
Pr_25_30_30_03 | 25 | 30 | 30 | 03 | Aluminium edging sections | アルミエッジセクション |  | 45-30-40/400 Aluminium edging section; |  | Aluminium edging section are described by characteristics such as finish, profile and size. An example use may be within a suspended external ramp system.
Pr_25_30_30_04 | 25 | 30 | 30 | 04 | Aluminium expanded gratings | アルミニウム拡張格子 |  | 45-30-40/325 Aluminium expanded gratings; |  | Aluminium expanded gratings are described by characteristics such as finish, size and slip resistance value – water wet (minimum). An example use may be within an industrial stair system.
Pr_25_30_30_05 | 25 | 30 | 30 | 05 | Aluminium open bar metal gratings | アルミオープンバーメタルグレーティング |  | 45-30-40/350 Aluminium open bar metal gratings; |  | Aluminium open bar metal gratings are described by characteristics such as finish, size and open hole size (maximum). An example use may be within an industrial stair system.
Pr_25_30_30_06 | 25 | 30 | 30 | 06 | Aluminium solid metal plates | アルミニウム固体金属プレート |  | 45-30-40/375 Aluminium solid metal plates; |  | Aluminium solid metal plates are described by characteristics such as finish, size and slip resistance value – water wet (minimum). An example use may be within an industrial stair system.
Pr_25_30_30_12 | 25 | 30 | 30 | 12 | Carbon steel cold-formed planks | 炭素鋼冷間成形板 |  | 45-30-40/315 Carbon steel cold formed planks; |  | Carbon steel cold formed planks are described by characteristics such as format, finish and size. An example use may be within an industrial stair system.
Pr_25_30_30_14 | 25 | 30 | 30 | 14 | Carbon steel edging sections | 炭素鋼エッジングセクション |  | 45-30-40/405 Carbon steel edging section; |  | Carbon steel edging section are described by characteristics such as finish, profile and size. An example use may be within a suspended external ramp system.
Pr_25_30_30_16 | 25 | 30 | 30 | 16 | Carbon steel expanded gratings | 炭素鋼拡張格子 |  | 45-30-40/330 Carbon steel expanded gratings; |  | Carbon steel expanded gratings are described by characteristics such as finish, size and slip resistance value – water wet (minimum). An example use may be within an industrial stair system.
Pr_25_30_30_18 | 25 | 30 | 30 | 18 | Carbon steel open bar metal gratings | 炭素鋼オープンバー金属格子 |  | 45-30-40/355 Carbon steel open bar metal gratings; |  | Carbon steel open bar metal gratings are described by characteristics such as finish, size and open hole size (maximum). An example use may be within a heavy steel floor, roof or balcony decking system.
Pr_25_30_30_20 | 25 | 30 | 30 | 20 | Carbon steel solid metal plates | 炭素鋼固体金属プレート
Pr_25_30_30_22 | 25 | 30 | 30 | 22 | Concrete planks | コンクリート板
Pr_25_30_30_34 | 25 | 30 | 30 | 34 | Glass-reinforced plastics (GRP) moulded open mesh gratings | ガラス強化プラスチック（GRP）成形オープンメッシュ格子 |  | 45-30-40/340 GRP moulded open mesh gratings; |  | Grp moulded open mesh gratings are described by characteristics such as colour, size and slip resistance value – water wet (minimum). An example use may be within an industrial stair system.
Pr_25_30_30_36 | 25 | 30 | 30 | 36 | Hardwood duckboards | 広葉樹ダックボード
Pr_25_30_30_58 | 25 | 30 | 30 | 58 | Open bar glass-reinforced plastics (GRP) gratings | オープンバーガラス強化プラスチック（GRP）グレーティング |  | 45-30-40/345 Open bar GRP gratings; |  | Open bar grp gratings are described by characteristics such as colour, size and open hole size (maximum). An example use may be within an industrial stair system.
Pr_25_30_30_63 | 25 | 30 | 30 | 63 | Plastics perforated gratings | プラスチック穴あき格子
Pr_25_30_30_80 | 25 | 30 | 30 | 80 | Softwood duckboards | 針葉樹のダックボード
Pr_25_30_30_81 | 25 | 30 | 30 | 81 | Solid glass-reinforced plastics (GRP) plates | 固体ガラス強化プラスチック（GRP）プレート |  | 45-30-40/370 Solid GRP plates; |  | Solid grp plates are described by characteristics such as colour, size and slip resistance value – water wet (minimum). An example use may be within an industrial stair system.
Pr_25_30_30_82 | 25 | 30 | 30 | 82 | Stainless steel cold-formed planks | ステンレス鋼の冷間成形板 |  | 45-30-40/320 Stainless steel cold formed planks; |  | Stainless steel cold formed planks are described by characteristics such as format, finish and size. An example use may be within an industrial stair system.
Pr_25_30_30_83 | 25 | 30 | 30 | 83 | Stainless steel edging sections | ステンレスエッジングセクション |  | 45-30-40/410 Stainless steel edging section; |  | Stainless steel edging section are described by characteristics such as finish, profile and size. An example use may be within a suspended external ramp system.
Pr_25_30_30_84 | 25 | 30 | 30 | 84 | Stainless steel expanded gratings | ステンレス鋼の拡張格子 |  | 45-30-40/335 Stainless steel expanded gratings; |  | Stainless steel expanded gratings are described by characteristics such as finish, size and slip resistance value – water wet (minimum). An example use may be within an industrial stair system.
Pr_25_30_30_85 | 25 | 30 | 30 | 85 | Stainless steel open bar metal gratings | ステンレス鋼の開いた棒金属の格子 |  | 45-30-40/360 Stainless steel open bar metal gratings; |  | Stainless steel open bar metal gratings are described by characteristics such as finish, size and open hole size (maximum). An example use may be within a heavy steel floor, roof or balcony decking system.
Pr_25_30_30_86 | 25 | 30 | 30 | 86 | Stainless steel solid metal plates | ステンレス鋼の固体金属板
Pr_25_30_36 | 25 | 30 | 36 |  | Handrails | 手すり |  |  |  | Aluminium handrails are described by characteristics such as diameter, cross section and finish. An example use may be within a metal post and rail barrier system.
Pr_25_30_36_03 | 25 | 30 | 36 | 03 | Aluminium handrails | アルミ手すり |  | 45-70-70/465 Aluminium handrails; |  | Aluminium handrails are described by characteristics such as diameter, cross section and finish. An example use may be within a metal post and rail barrier system.
Pr_25_30_36_11 | 25 | 30 | 36 | 11 | Carbon steel handrails | 炭素鋼手すり |  | 45-70-70/475 Low carbon steel handrails; |  | Low carbon steel handrails are described by characteristics such as diameter, cross section and finish. An example use may be within a metal post and rail barrier system.
Pr_25_30_36_30 | 25 | 30 | 36 | 30 | Fibre-reinforced polymer handrails | 繊維強化ポリマー手すり
Pr_25_30_36_34 | 25 | 30 | 36 | 34 | Grab rails | 手すり
Pr_25_30_36_50 | 25 | 30 | 36 | 50 | Manufactured stone handrails | 石製手すり |  | 45-70-70/485 Manufactured stone handrails; |  | Manufactured stone handrails are described by characteristics such as size, colour and finish. An example use may be within a handrail system.
Pr_25_30_36_63 | 25 | 30 | 36 | 63 | Plastics handrails | プラスチック手すり
Pr_25_30_36_84 | 25 | 30 | 36 | 84 | Stainless steel handrails | ステンレス手すり |  | 45-70-70/480 Stainless steel handrails; |  | Stainless steel handrails are described by characteristics such as diameter, finish and accessories. An example use may be within a metal post and rail barrier system.
Pr_25_30_36_96 | 25 | 30 | 36 | 96 | Wood handrails | 木製手すり |  | 45-70-70/470 Wood handrails; |  | Wood handrails are described by characteristics such as quality, species and appearance class. An example use may be within a metal post and rail barrier system.
Pr_25_30_75 | 25 | 30 | 75 |  | Safety cages | 安全ケージ |  |  |  | Aluminium ladder safety cages are described by characteristics such as material, finish and section. An example use may be within a travelling ladder access system.
Pr_25_30_75_02 | 25 | 30 | 75 | 02 | Aluminium ladder safety cages | アルミはしご安全ケージ |  | 45-30-75/475 Aluminium ladder safety cages; |  | Aluminium ladder safety cages are described by characteristics such as material, finish and section. An example use may be within a travelling ladder access system.
Pr_25_30_75_15 | 25 | 30 | 75 | 15 | Carbon steel ladder safety cages | 炭素鋼はしご安全ケージ |  | 45-30-75/480 Carbon steel ladder safety cages; |  | Carbon steel ladder safety cages are described by characteristics such as material, finish and section. An example use may be within a travelling ladder access system.
Pr_25_30_75_80 | 25 | 30 | 75 | 80 | Stainless steel ladder safety cages | ステンレス鋼はしご安全ケージ |  | 45-30-75/485 Stainless steel ladder safety cages; |  | Stainless steel ladder safety cages are described by characteristics such as material, finish and section. An example use may be within a travelling ladder access system.
Pr_25_30_85 | 25 | 30 | 85 |  | Stair and ladder units | 階段および梯子ユニット |  |  |  | Aluminium loft ladders are described by characteristics such as format, finish and strings. An example use may be within a straight internal stair system.
Pr_25_30_85_02 | 25 | 30 | 85 | 02 | Access ladders | アクセスはしご
Pr_25_30_85_03 | 25 | 30 | 85 | 03 | Aluminium loft ladders | アルミロフトはしご |  | 45-30-75/400 Aluminium loft ladders; |  | Aluminium loft ladders are described by characteristics such as format, finish and strings. An example use may be within a straight internal stair system.
Pr_25_30_85_11 | 25 | 30 | 85 | 11 | Cat ladders | 猫用はしご
Pr_25_30_85_16 | 25 | 30 | 85 | 16 | Curved internal staircases | 湾曲した内部階段 |  | 45-30-75/490 Standard curved internal staircases; |  | Standard curved internal staircases are described by characteristics such as layout, diameter (minimum) and total rise. An example use may be within a curved internal stair system.
Pr_25_30_85_22 | 25 | 30 | 85 | 22 | Drainage access chamber ladders | 排水アクセスチャンバーはしご |  | 90-05-20/324 Access chamber ladders; |  | Access chamber ladders are described by characteristics such as material and integral accessories. An example use may be within a precast concrete silt trap and flow control chamber system for below ground drainage.
Pr_25_30_85_23 | 25 | 30 | 85 | 23 | Drainage access chamber steps | 排水アクセスチャンバーステップ |  | 90-05-20/326 Access chamber steps; |  | Access chamber steps are described by characteristics such as form, material and integral accessories. An example use may be within a precast concrete shallow inspection chamber system for below ground drainage.
Pr_25_30_85_36 | 25 | 30 | 85 | 36 | Hardwood loft ladders | 広葉樹ロフトはしご |  | 45-30-75/405 Timber loft ladders; |  | Timber loft ladders are described by characteristics such as format, timber species and strings. An example use may be within a straight internal stair system.
Pr_25_30_85_48 | 25 | 30 | 85 | 48 | Lift pit ladders | ピットのはしごを持ち上げる |  | 90-80-60/360 Pit ladder; |  | Pit ladder are described by characteristics such as arrangement. An example use may be within a hydraulic lift system.
Pr_25_30_85_64 | 25 | 30 | 85 | 64 | Pool ladders | プールのはしご |  | 45-35-90/365 Vertical pool ladders; |  | Vertical pool ladders are described by characteristics such as recess, frame and handle bends. An example use may be within a swimming pool wall tiling system.
Pr_25_30_85_65 | 25 | 30 | 85 | 65 | Pool stepladders | プール脚立 |  | 45-35-90/370 Inclined pool stepladders; |  | Inclined pool stepladders are described by characteristics such as form, frame and handrails and tread. An example use may be within a swimming pool wall tiling system.
Pr_25_30_85_73 | 25 | 30 | 85 | 73 | Roll-up ladders | ロールアップはしご
Pr_25_30_85_79 | 25 | 30 | 85 | 79 | Sliding ladders | スライド式はしご
Pr_25_30_85_83 | 25 | 30 | 85 | 83 | Steel loft ladders | スチールロフトはしご |  | 45-30-75/410 Steel loft ladders; |  | Steel loft ladders are described by characteristics such as format, finish and strings. An example use may be within a straight internal stair system.
Pr_25_30_85_84 | 25 | 30 | 85 | 84 | Spiral internal staircases | らせん状の内部階段
Pr_25_30_85_85 | 25 | 30 | 85 | 85 | Step-over ladders | 踏み台はしご
Pr_25_30_85_86 | 25 | 30 | 85 | 86 | Straight internal staircases | ストレート内部階段 |  | 45-30-75/495 Standard straight internal staircases; |  | Standard straight internal staircases are described by characteristics such as layout, total rise and total going. An example use may be within a straight internal stair system.
Pr_25_30_85_90 | 25 | 30 | 85 | 90 | Travelling ladders | 旅行はしご |  | 45-35-74/440 Travelling ladders; |  | Travelling ladders are described by characteristics such as ladder type, operation and carrying capacity. An example use may be within a travelling ladder access system.
Pr_25_30_86 | 25 | 30 | 86 |  | Surface level traffic control products | 地上レベルの交通管制製品 |  |  |  | Aluminium alloy vehicle flow plates are described by characteristics such as mounting type, duty and dimensions. An example use may be within a vehicle flow plate system.
Pr_25_30_86_03 | 25 | 30 | 86 | 03 | Aluminium alloy vehicle flow plates | アルミ合金車両フロープレート |  | 45-20-80/323 Aluminium alloy vehicle flow plates; |  | Aluminium alloy vehicle flow plates are described by characteristics such as mounting type, duty and dimensions. An example use may be within a vehicle flow plate system.
Pr_25_30_86_04 | 25 | 30 | 86 | 04 | Aluminium alloy vehicle stops | アルミ合金車両停止 |  | 45-20-80/331 Aluminium alloy vehicle stops; |  | Aluminium alloy vehicle stops are described by characteristics such as duty, dimensions and finish as delivered. An example use may be within a vehicle stop system.
Pr_25_30_86_11 | 25 | 30 | 86 | 11 | Carbon steel vehicle flow plates | 炭素鋼車両フロープレート |  | 45-20-80/325 Carbon steel vehicle flow plates; |  | Carbon steel vehicle flow plates are described by characteristics such as mounting type, duty and dimensions. An example use may be within a vehicle flow plate system.
Pr_25_30_86_12 | 25 | 30 | 86 | 12 | Carbon steel vehicle stops | 炭素鋼車両が停止します |  | 45-20-80/333 Carbon steel vehicle stops; |  | Carbon steel vehicle stops are described by characteristics such as dimensions, finish as delivered and accessories. An example use may be within a vehicle stop system.
Pr_25_30_86_15 | 25 | 30 | 86 | 15 | Concrete demarcation units | コンクリート境界ユニット |  | 45-20-80/314 Precast demarcation units; |  | Precast demarcation units are described by characteristics such as physical properties. An example use may be within a demarcation paving system.
Pr_25_30_86_16 | 25 | 30 | 86 | 16 | Concrete vehicle stops | コンクリート車両止
Pr_25_30_86_60 | 25 | 30 | 86 | 60 | Pavement extenders | 舗装延長 |  | 45-20-80/312 Pavement extenders; |  | Pavement extenders are described by characteristics such as physical properties and fasteners. An example use may be within a traffic kerb system.
Pr_25_30_86_72 | 25 | 30 | 86 | 72 | Rising kerbs | 上昇する縁石 |  | 45-20-80/321 Rising kerbs; |  | Rising kerbs are described by characteristics such as grade, method of operation and dimensions. An example use may be within a hydraulic ramp system.
Pr_25_30_86_73 | 25 | 30 | 86 | 73 | Rising ramp vehicle barriers | 上昇ランプ車両の障壁
Pr_25_30_86_74 | 25 | 30 | 86 | 74 | Rising spike vehicle stops | 上昇スパイク車両が停止します
Pr_25_30_86_75 | 25 | 30 | 86 | 75 | Rubber vehicle stops | ゴム製車両停止 |  | 45-20-80/337 Rubber vehicle stops; |  | Rubber vehicle stops are described by characteristics such as duty, dimensions and colour. An example use may be within a vehicle stop system.
Pr_25_30_86_83 | 25 | 30 | 86 | 83 | Speed restriction ramps | 速度制限ランプ |  | 45-20-80/315 Speed restriction ramps; |  | Speed restriction ramps are described by characteristics such as material, steel reinforcement and dimensions. An example use may be within a single unit traffic calming system.
Pr_25_30_86_88 | 25 | 30 | 86 | 88 | Timber vehicle stops | 木材車両が停止します |  | 45-20-80/335 Timber vehicle stops; |  | Timber vehicle stops are described by characteristics such as duty, timber and dimensions. An example use may be within a vehicle stop system.
Pr_25_30_86_90 | 25 | 30 | 86 | 90 | Traffic calming speed cushions | 交通静穏速度クッション |  | 45-20-80/313 Precast concrete traffic calming speed cushions; |  | Precast concrete traffic calming speed cushions are described by characteristics such as material, finish and colour and dimensions. An example use may be within a single unit traffic calming system.
Pr_25_30_86_91 | 25 | 30 | 86 | 91 | Traffic islands | 交通島 |  | 45-20-80/310 Traffic islands; |  | Traffic islands are described by characteristics such as physical properties, fasteners and additional requirements. An example use may be within a ground level traffic separation systems.
Pr_25_30_90 | 25 | 30 | 90 |  | Treads and landing units | 踏み板と着陸ユニット |  |  |  | Carbon steel stair treads are described by characteristics such as finish, size and slip resistance value – water wet (minimum). An example use may be within a heavy steel stair or ramp system.
Pr_25_30_90_02 | 25 | 30 | 90 | 02 | Aluminium stair landing units | アルミ階段踊り場ユニット
Pr_25_30_90_04 | 25 | 30 | 90 | 04 | Aluminium stair treads | アルミ階段踏み板
Pr_25_30_90_09 | 25 | 30 | 90 | 09 | Carbon steel stair landing units | 炭素鋼階段着陸ユニット
Pr_25_30_90_10 | 25 | 30 | 90 | 10 | Carbon steel stair treads | 炭素鋼階段踏み板 |  | 45-30-40/380 Carbon steel stair treads; |  | Carbon steel stair treads are described by characteristics such as finish, size and slip resistance value – water wet (minimum). An example use may be within a heavy steel stair or ramp system.
Pr_25_30_90_11 | 25 | 30 | 90 | 11 | Concrete glazed stair treads | 具体的な艶をかけられた階段踏面 |  | 45-30-60/370 Precast concrete glazed stair treads; |  | Precast concrete glazed stair treads are described by characteristics such as dimensions, glazing units and properties. An example use may be within a precast concrete stair or ramp system.
Pr_25_30_90_12 | 25 | 30 | 90 | 12 | Concrete glazed stair landing panels | 具体的な艶をかけられた階段の踊り場パネル |  | 45-20-60/370 Precast concrete glazed stair landing panels; |  | Precast concrete glazed stair landing panels are described by characteristics such as panel size, nosing and provision for nosing insert. An example use may be within a precast stair tread and landing glazing system.
Pr_25_30_90_13 | 25 | 30 | 90 | 13 | Concrete helical stair flight units | コンクリートらせん階段飛行ユニット |  | 45-30-60/310 Precast concrete helical stair flight units; |  | Precast concrete helical stair flight units are described by characteristics such as dimensions (nominal), finish and cast-in accessories. An example use may be within a suspended external stair system.
Pr_25_30_90_14 | 25 | 30 | 90 | 14 | Concrete spiral stair flight units | コンクリートらせん階段飛行ユニット |  | 45-30-60/320 Precast concrete spiral stair flight units; |  | Precast concrete spiral stair flight units are described by characteristics such as type of spiral stair flight unit, dimensions (nominal) and finish. An example use may be within a suspended external stair system.
Pr_25_30_90_15 | 25 | 30 | 90 | 15 | Concrete stair flight and landing units | コンクリート階段飛行と着陸ユニット |  | 45-30-60/350 Precast concrete stair flight and landing units; |  | Precast concrete stair flight and landing units are described by characteristics such as stair and landing unit configuration, dimensions (nominal) and landing factory finish. An example use may be within a suspended external stair system.
Pr_25_30_90_16 | 25 | 30 | 90 | 16 | Concrete stair flight units | コンクリート階段飛行ユニット |  | 45-30-60/340 Precast concrete stair flight units; |  | Precast concrete stair flight units are described by characteristics such as stair unit configuration, dimensions (nominal) and finish. An example use may be within a suspended external stair system.
Pr_25_30_90_17 | 25 | 30 | 90 | 17 | Concrete stair landing units | コンクリート階段着陸ユニット |  | 45-30-60/360 Precast concrete stair landing units; |  | Precast concrete stair landing units are described by characteristics such as dimensions (nominal), finish and cast-in accessories. An example use may be within a suspended external stair system.
Pr_25_30_90_18 | 25 | 30 | 90 | 18 | Concrete step units | コンクリートステップユニット |  | 45-30-60/330 Precast concrete step units; |  | Precast concrete step units are described by characteristics such as standards, step unit configuration and dimensions. An example use may be within a suspended external stair system.
Pr_25_30_90_19 | 25 | 30 | 90 | 19 | Concrete stair treads | コンクリート階段踏面
Pr_25_30_90_32 | 25 | 30 | 90 | 32 | Glass stair landing units | ガラス階段着陸ユニット
Pr_25_30_90_33 | 25 | 30 | 90 | 33 | Glass stair treads | ガラス階段踏面 |  | 45-20-60/375 Precast concrete glazed stair tread panels; |  | Precast concrete glazed stair tread panels are described by characteristics such as structural form, panel size and nosing. An example use may be within a precast stair tread and landing glazing system.
Pr_25_30_90_34 | 25 | 30 | 90 | 34 | Glued laminated timber stair landing units | 接着積層木材階段着陸ユニット
Pr_25_30_90_35 | 25 | 30 | 90 | 35 | Glued laminated timber stair treads | 接着積層木材階段踏み板
Pr_25_30_90_36 | 25 | 30 | 90 | 36 | Hardwood stair treads | 広葉樹の階段の踏み板 |  | 30-05-40/515 Custom made dressed timber stair treads;
Pr_25_30_90_37 | 25 | 30 | 90 | 37 | Hardwood stair landing units | 広葉樹階段着陸ユニット
Pr_25_30_90_62 | 25 | 30 | 90 | 62 | Plastics stair landing units | プラスチック階段着陸ユニット
Pr_25_30_90_63 | 25 | 30 | 90 | 63 | Plastics stair treads | プラスチック階段踏み板
Pr_25_30_90_80 | 25 | 30 | 90 | 80 | Softwood stair landing units | 針葉樹階段着陸ユニット
Pr_25_30_90_81 | 25 | 30 | 90 | 81 | Softwood stair treads | 針葉樹の階段の踏み板
Pr_25_30_90_82 | 25 | 30 | 90 | 82 | Stainless steel stair landing units | ステンレス製階段着陸ユニット
Pr_25_30_90_83 | 25 | 30 | 90 | 83 | Stainless steel stair treads | ステンレス鋼の階段の踏面 |  | 45-30-40/385 Stainless steel stair treads; |  | Stainless steel stair treads are described by characteristics such as finish, size and slip resistance value – water wet (minimum). An example use may be within a heavy steel stair or ramp system.
Pr_25_30_90_84 | 25 | 30 | 90 | 84 | Stone stair treads | 石の階段の踏み板
Pr_25_30_90_85 | 25 | 30 | 90 | 85 | Stone step units | 石段ユニット |  | 45-30-75/380 Manufactured stone step units; |  | Manufactured stone step units are described by characteristics such as supplied by, size and colour.
Pr_25_30_90_86 | 25 | 30 | 90 | 86 | Stone stair landing units | 石段着陸ユニット
Pr_25_31 | 25 | 31 |  |  | Formless skin products | フォームレススキン製品
Pr_25_31_28 | 25 | 31 | 28 |  | Expanding foams | 発砲系断熱材 |  |  |  | Polyisocyanurate (pir) foam insulation are described by characteristics such as form, designation and colour. An example use may be within a sprayed internal monolithic coating system.
Pr_25_31_28_65 | 25 | 31 | 28 | 65 | Polyisocyanurate (PIR) foam insulation | ポリイソシアヌレート（PIR）発泡断熱材 |  | 45-55-45/400 Polyisocyanurate (PIR) foam insulation; |  | Polyisocyanurate (pir) foam insulation are described by characteristics such as form, designation and colour. An example use may be within a sprayed internal monolithic coating system.
Pr_25_31_28_66 | 25 | 31 | 28 | 66 | Polyurethane (PUR) injected foam insulation | ポリウレタン（PUR）注入発泡断熱材 |  | 45-55-45/345 Polyurethane foam cavity insulation; |  | Polyurethane foam cavity insulation are described by characteristics such as thermal conductivity (maximum). An example use may be within a cavity wall insulation system.
Pr_25_31_28_67 | 25 | 31 | 28 | 67 | Polyurethane (PUR) foam insulation | ポリウレタン（PUR）発泡断熱材
Pr_25_31_28_93 | 25 | 31 | 28 | 93 | Urea-formaldehyde foam (UFF) insulation | 尿素-ホルムアルデヒドフォーム（UFF）断熱材 |  | 45-55-45/350 Urea-formaldehyde foam cavity insulation; |  | Urea-formaldehyde foam cavity insulation are described by characteristics such as thermal conductivity (maximum). An example use may be within a cavity wall insulation system.
Pr_25_31_28_94 | 25 | 31 | 28 | 94 | Vermin and insect-proof expanding foams | 害虫および防虫発泡フォーム
Pr_25_31_48 | 25 | 31 | 48 |  | Loose insulation | ばら詰め断熱材 |  |  |  | Cellulose fibres are described by characteristics such as thermal conductivity (maximum) and recycled content. An example use may be within a sprayed internal monolithic coating system.
Pr_25_31_48_12 | 25 | 31 | 48 | 12 | Cellulose fibre loose insulation | セルロース繊維の緩い絶縁 |  | 45-55-45/360 Cellulose fibres; |  | Cellulose fibres are described by characteristics such as thermal conductivity (maximum) and recycled content. An example use may be within a sprayed internal monolithic coating system.
Pr_25_31_48_27 | 25 | 31 | 48 | 27 | Expanded cork loose insulation | コルクの緩い断熱材を拡大 |  | 45-55-45/370 Expanded cork loose fill insulation; |  | Expanded cork loose fill insulation are described by characteristics such as granule size, density and thermal conductivity (maximum). An example use may be within a board suspended ceiling system.
Pr_25_31_48_28 | 25 | 31 | 48 | 28 | Expanded polystyrene (EPS) bead insulation | 発泡ポリスチレン（EPS）ビーズ断熱材 |  | 45-55-45/320 Expanded polystyrene (EPS) bead insulation; |  | Expanded polystyrene (eps) bead insulation are described by characteristics such as approval, beads and thermal conductivity (maximum). An example use may be within a cavity wall insulation system.
Pr_25_31_48_34 | 25 | 31 | 48 | 34 | Granular mineral wool insulation | 粒状のミネラルウール断熱材 |  | 45-55-45/440 Granular mineral wool insulation; |  | Granular mineral wool insulation are described by characteristics such as thermal conductivity, fire performance and recycled content. An example use may be within a board suspended ceiling system.
Pr_25_31_48_48 | 25 | 31 | 48 | 48 | Loose-fill mineral wool fibre insulation | ルースフィルミネラルウール繊維断熱材 |  | 45-55-45/330 Mineral wool fibre insulation; |  | Mineral wool fibre insulation are described by characteristics such as approval, thermal conductivity (maximum) and fire performance. An example use may be within a cavity wall insulation system.
Pr_25_31_48_61 | 25 | 31 | 48 | 61 | Perlite loose insulation | パーライトの緩い絶縁 |  | 45-55-45/390 Perlite insulation; |  | Perlite insulation are described by characteristics such as particle size, thermal conductivity (maximum) and colour. An example use may be within a wood-based rigid sheet floating floor system.
Pr_25_31_48_66 | 25 | 31 | 48 | 66 | Polyurethane (PUR) foam chip insulation | ポリウレタン（PUR）発泡チップ断熱材
Pr_25_31_48_71 | 25 | 31 | 48 | 71 | Recycled paper loose insulation | 再生紙の緩い断熱材
Pr_25_31_48_76 | 25 | 31 | 48 | 76 | Sea grass loose insulation | 海草緩い絶縁
Pr_25_31_48_94 | 25 | 31 | 48 | 94 | Vermiculite loose insulation | バーミキュライトの緩い絶縁 |  | 45-55-45/430 Vermiculite insulation; |  | Vermiculite insulation are described by characteristics such as granule size and thermal conductivity (maximum). An example use may be within a wood-based rigid sheet floating floor system.
Pr_25_57 | 25 | 57 |  |  | Non-rigid sheet, mat and strip skin products | 非剛性のシート、マット、ストリップのスキン製品
Pr_25_57_06 | 25 | 57 | 06 |  | Batt and quilt products | バットとキルト製品 |  |  |  | Aerogel blanket insulation are described by characteristics such as thermal conductivity (maximum) and thickness. An example use may be within a timber board wall lining system.
Pr_25_57_06_02 | 25 | 57 | 06 | 02 | Aerogel blanket insulation | エアロゲルブランケット断熱材 |  | 45-45-70/320 Aerogel blanket insulation; |  | Aerogel blanket insulation are described by characteristics such as thermal conductivity (maximum) and thickness. An example use may be within a timber board wall lining system.
Pr_25_57_06_15 | 25 | 57 | 06 | 15 | Cotton fibre batt insulation | 綿繊維バット断熱材 |  | 45-45-70/325 Cotton fibre batt insulation; |  | Cotton fibre batt insulation are described by characteristics such as thermal conductivity (maximum), thickness and recycled content. An example use may be within a timber board wall lining system.
Pr_25_57_06_28 | 25 | 57 | 06 | 28 | Felt backing insulation | フェルトバッキング絶縁 |  | 45-45-70/410 Felt backing insulation; |  | Felt backing insulation are described by characteristics such as purpose, performance and thickness. An example use may be within a unit (modular) suspended ceiling system.
Pr_25_57_06_30 | 25 | 57 | 06 | 30 | Flexible glass wool mat insulation | 柔軟なグラスウールマット断熱材 |  | 45-45-70/330 Flexible glass wool mat insulation; |  | Flexible glass wool mat insulation are described by characteristics such as thermal conductivity at 10°c (maximum), thickness (minimum) and recycled content. An example use may be within a rigid sheet wall lining and casing system.
Pr_25_57_06_31 | 25 | 57 | 06 | 31 | Flexible stone wool mat insulation | 柔軟なロックウールマット断熱材 |  | 45-45-70/335 Flexible rock wool mat insulation; |  | Flexible rock wool mat insulation are described by characteristics such as thermal conductivity at 10°c (maximum), thickness (minimum) and recycled content. An example use may be within a rigid sheet wall lining and casing system.
Pr_25_57_06_32 | 25 | 57 | 06 | 32 | Formed recycled paper insulation | 再生紙断熱材を形成
Pr_25_57_06_34 | 25 | 57 | 06 | 34 | Glass fibre insulation | グラスファイバー断熱材 |  | 45-55-45/380 Glass fibre insulation; |  | Glass fibre insulation are described by characteristics such as recycled content. An example use may be within a soffit lining and beam casing system.
Pr_25_57_06_37 | 25 | 57 | 06 | 37 | Hemp fibre insulation | 麻繊維断熱 |  | 45-45-70/340 Hemp fibre insulation; |  | Hemp fibre insulation are described by characteristics such as form, thermal conductivity (maximum) and thickness. An example use may be within a stabilized rammed earth wall system.
Pr_25_57_06_47 | 25 | 57 | 06 | 47 | Lift car protective quilts | 車リフト用保護キルト |  | 90-80-60/370 Protective quilts; |  | Protective quilts are described by characteristics such as covering material, colour and flammability. An example use may be within a hydraulic lift system.
Pr_25_57_06_50 | 25 | 57 | 06 | 50 | Mineral fibre slab insulation | 鉱物繊維スラブ断熱材 |  | 45-45-70/380 Mineral fibre slab insulation; |  | Mineral fibre slab insulation are described by characteristics such as third party product certification, thermal conductivity (maximum) and thickness (minimum). An example use may be within a metal semi-composite panel roofing system.
Pr_25_57_06_52 | 25 | 57 | 06 | 52 | Mineral wool flexible insulation | ミネラルウールの柔軟な断熱材
Pr_25_57_06_53 | 25 | 57 | 06 | 53 | Mineral wool insulation | ミネラルウール断熱材 |  | 45-45-70/355 Mineral wool insulation; |  | Mineral wool insulation are described by characteristics such as form, density and thermal conductivity (maximum). An example use may be within a metal tile roofing system.
Pr_25_57_06_54 | 25 | 57 | 06 | 54 | Mineral wool resilient layer sound insulation | ミネラルウールの弾力性のある層の遮音 |  | 45-45-70/345 Mineral wool resilient layer sound insulation; |  | Mineral wool resilient layer sound insulation are described by characteristics such as form, density and thickness (minimum). An example use may be within a rigid sheet wall lining and casing system.
Pr_25_57_06_55 | 25 | 57 | 06 | 55 | Mineral wool resilient strip sound insulation | ミネラルウールの弾力性のあるストリップの遮音性 |  | 45-45-70/350 Mineral wool resilient strip sound insulation; |  | Mineral wool resilient strip sound insulation are described by characteristics such as density, thickness (minimum) and width (minimum). An example use may be within a wood-based rigid sheet floating floor system.
Pr_25_57_06_56 | 25 | 57 | 06 | 56 | Mineral wool slab insulation | ミネラルウールスラブ断熱材 |  | 45-45-70/385 Mineral wool slab insulation; |  | Mineral wool slab insulation are described by characteristics such as thermal conductivity (maximum), thickness and density. An example use may be within a metal tile roofing system.
Pr_25_57_06_57 | 25 | 57 | 06 | 57 | Multifoil blanket insulation | マルチフォイルブランケット断熱材 |  | 45-45-70/360 Multifoil blanket insulation; |  | Multifoil blanket insulation are described by characteristics such as thermal conductivity (maximum), thickness and number of layers. An example use may be within a timber board wall lining system.
Pr_25_57_06_70 | 25 | 57 | 06 | 70 | Reflective foil insulation | 反射ホイル絶縁
Pr_25_57_06_71 | 25 | 57 | 06 | 71 | Resilient layer insulation | 弾性層絶縁 |  | 45-45-70/437 Resilient layer insulation; |  | Resilient layer insulation are described by characteristics such as material, recycled content and thickness.
Pr_25_57_06_76 | 25 | 57 | 06 | 76 | Sheep wool insulation | 羊毛断熱材 |  | 45-45-70/365 Sheep wool insulation; |  | Sheep wool insulation are described by characteristics such as form, thermal conductivity (maximum) and thickness. An example use may be within a timber board wall lining system.
Pr_25_57_06_94 | 25 | 57 | 06 | 94 | Vacuum insulated panels | 真空断熱パネル |  | 45-45-70/390 Vacuum insulated panels; |  | Vacuum insulated panels are described by characteristics such as edges, panel facings and dimensions. An example use may be within an insulated plinth system.
Pr_25_57_06_97 | 25 | 57 | 06 | 97 | Wood fibre batt insulation | ウッドファイバーバット断熱材 |  | 45-45-70/370 Wood fibre batt insulation; |  | Wood fibre batt insulation are described by characteristics such as thermal conductivity (maximum), thickness and edges. An example use may be within a soffit lining and beam casing system.
Pr_25_57_08 | 25 | 57 | 08 |  | Bitumen-based membranes, sheets and fabrics | ビチューメンベースのメンブレン、シート、ファブリック |  |  |  | Bitumen sheets are described by characteristics such as third party product certification, gas retardance and membrane carrier material. An example use may be within a fully-bonded bitumen membrane underslab damp-proofing system.
Pr_25_57_08_08 | 25 | 57 | 08 | 08 | Bitumen sheets | ビチューメンシート |  | 45-65-50/304 Bitumen sheets; |  | Bitumen sheets are described by characteristics such as third party product certification, gas retardance and membrane carrier material. An example use may be within a fully-bonded bitumen membrane underslab damp-proofing system.
Pr_25_57_08_58 | 25 | 57 | 08 | 58 | Pitch polymer membranes | ピッチ高分子膜 |  | 45-65-50/307 Pitch polymer membranes; |  | Pitch polymer membranes are described by characteristics such as third-party certification, thickness and weight (nominal). An example use may be within a ground gas collection and venting system.
Pr_25_57_08_71 | 25 | 57 | 08 | 71 | Reinforced bitumen membrane perforated underlays | 補強されたビチューメン膜の穴あきアンダーレイ |  | 45-65-50/312 Reinforced bitumen membrane perforated underlay; |  | Reinforced bitumen membrane perforated underlay are described by characteristics such as carrier material, bitumen modification and thickness (minimum). An example use may be within a reinforced bitumen membrane warm roof covering system.
Pr_25_57_08_75 | 25 | 57 | 08 | 75 | Reinforced bitumen roofing sheets | 強化ビチューメン屋根シート |  | 45-65-50/301 Reinforced bitumen sheets for roofing; |  | Reinforced bitumen sheets for roofing are described by characteristics such as class, performance characteristics and material. An example use may be within a reinforced bitumen membrane inverted roof covering system.
Pr_25_57_10 | 25 | 57 | 10 |  | Building papers and vapour permeable sheets | 建築紙と透湿性シート |  |  |  | Building paper are described by characteristics such as class, material and weight (minimum). An example use may be within a lead sheet cladding system.
Pr_25_57_10_04 | 25 | 57 | 10 | 04 | Aluminium foil/ kraft paper laminates | アルミホイル/クラフト紙ラミネート
Pr_25_57_10_08 | 25 | 57 | 10 | 08 | Bitumen bonded kraft papers | ビチューメンボンドクラフト紙
Pr_25_57_10_09 | 25 | 57 | 10 | 09 | Building papers | 論文の作成 |  | 45-65-50/322 Building paper; |  | Building paper are described by characteristics such as class, material and weight (minimum). An example use may be within a lead sheet cladding system.
Pr_25_57_10_12 | 25 | 57 | 10 | 12 | Cellulose based building papers | セルロースベースの建築紙
Pr_25_57_10_37 | 25 | 57 | 10 | 37 | High-density polyethylene (PE-HD) vapour-permeable sheets | 高密度ポリエチレン（PE-HD）透湿性シート
Pr_25_57_10_45 | 25 | 57 | 10 | 45 | Kraft papers | クラフト紙
Pr_25_57_10_47 | 25 | 57 | 10 | 47 | Low-density polyethylene (PE-LD) vapour-permeable sheets | 低密度ポリエチレン（PE-LD）透湿性シート
Pr_25_57_10_62 | 25 | 57 | 10 | 62 | Polyethylene coated kraft papers | ポリエチレンコートクラフト紙
Pr_25_57_10_64 | 25 | 57 | 10 | 64 | Polyolefin vapour permeable sheets | ポリオレフィン透湿シート
Pr_25_57_10_66 | 25 | 57 | 10 | 66 | Polypropylene vapour permeable sheets | ポリプロピレン蒸気透過性シート
Pr_25_57_10_68 | 25 | 57 | 10 | 68 | Polypropylene and polyethylene laminate vapour permeable sheets | ポリプロピレンとポリエチレンのラミネート透湿性シート
Pr_25_57_10_94 | 25 | 57 | 10 | 94 | Vapour permeable sheets | 透湿シート |  | 45-65-50/323 Vapour permeable sheets; |  | Vapour permeable sheets are described by characteristics such as performance characteristics, class (minimum) and material. An example use may be within a copper sheet weathering system.
Pr_25_57_21 | 25 | 57 | 21 |  | Damp-proof courses and cavity trays | 防湿コースとキャビティトレイ |  |  |  | Bitumen based damp proof courses and/ or cavity trays are described by characteristics such as class. An example use may be within a masonry internal leaf system.
Pr_25_57_21_02 | 25 | 57 | 21 | 02 | Aluminium damp-proof courses and cavity trays | アルミニウム防湿コースとキャビティトレイ
Pr_25_57_21_06 | 25 | 57 | 21 | 06 | Bitumen-based damp-proof courses and cavity trays | ビチューメンベースの防湿コースとキャビティトレイ |  | 45-25-20/305 Bitumen based damp proof courses and/ or cavity trays; |  | Bitumen based damp proof courses and/ or cavity trays are described by characteristics such as class. An example use may be within a masonry internal leaf system.
Pr_25_57_21_08 | 25 | 57 | 21 | 08 | Bitumen polymer damp-proof courses and cavity trays | ビチューメンポリマー防湿コースとキャビティトレイ |  | 45-25-20/310 Bitumen polymer damp proof courses and/ or cavity trays; |  | Bitumen polymer damp proof courses and/ or cavity trays are described by characteristics such as mass (minimum) and thickness (minimum). An example use may be within a masonry internal leaf system.
Pr_25_57_21_11 | 25 | 57 | 21 | 11 | Carbon steel damp-proof courses and cavity trays | 炭素鋼の防湿コースとキャビティトレイ
Pr_25_57_21_12 | 25 | 57 | 21 | 12 | Cavity closer and damp-proof course supports | キャビティクローザーと防湿コースのサポート |  | 45-25-20/305 Bitumen based damp proof courses and/ or cavity trays; |  | Bitumen based damp proof courses and/ or cavity trays are described by characteristics such as class. An example use may be within a masonry internal leaf system.
Pr_25_57_21_13 | 25 | 57 | 21 | 13 | Clay brick damp-proof courses | 粘土レンガの防湿コース
Pr_25_57_21_14 | 25 | 57 | 21 | 14 | Cold-applied roofing membrane adhesive damp-proof course joint sealers | 冷間塗装屋根膜接着剤防湿コースジョイントシーラー
Pr_25_57_21_16 | 25 | 57 | 21 | 16 | Coping or capping damp-proof courses | 防湿対策コース
Pr_25_57_21_18 | 25 | 57 | 21 | 18 | Copper damp-proof courses and cavity trays | 銅の防湿コースとキャビティトレイ |  | 45-25-20/320 Copper damp proof courses and/ or cavity trays; |  | Copper damp proof courses and/ or cavity trays are described by characteristics such as material designation, thickness (minimum) and mass (minimum). An example use may be within a masonry internal leaf system.
Pr_25_57_21_27 | 25 | 57 | 21 | 27 | Ethylene propylene (EP) damp-proof courses and cavity trays | エチレンプロピレン（EP）防湿コースおよびキャビティトレイ |  | 45-25-20/337 Plastics damp proof courses and/ or cavity trays; |  | Plastics damp proof courses and/ or cavity trays are described by characteristics such as material and colour. An example use may be within a masonry leaf system.
Pr_25_57_21_33 | 25 | 57 | 21 | 33 | Gas-resistant preformed cavity trays | ガス耐性のある予備成形キャビティトレイ |  | 45-25-20/405 Gas resistant preformed cavity trays; |  | Gas resistant preformed cavity trays are described by characteristics such as material, to fit cavity width and height.
Pr_25_57_21_34 | 25 | 57 | 21 | 34 | Gas-resistant preformed cavity trays and cloaks | 耐ガス性の予備成形キャビティトレイとマント
Pr_25_57_21_35 | 25 | 57 | 21 | 35 | Gas-resistant damp-proof courses | 耐ガス防湿コース |  | 45-25-20/330 Gas-resistant damp proof courses and/ or cavity trays; |  | Gas-resistant damp proof courses and/ or cavity trays are described by characteristics such as material and compatibility. An example use may be within a masonry internal leaf system.
Pr_25_57_21_36 | 25 | 57 | 21 | 36 | Granite damp-proof courses | 花崗岩の防湿コース
Pr_25_57_21_42 | 25 | 57 | 21 | 42 | Insertion cavity trays | 挿入キャビティトレイ |  | 45-25-20/410 Insertion cavity trays; |  | Insertion cavity trays are described by characteristics such as material, to fit cavity width and length (effective). An example use may be within a physical insertion horizontal or stepped cavity tray system.
Pr_25_57_21_43 | 25 | 57 | 21 | 43 | Insulated damp-proof courses | 断熱防湿コース |  | 45-25-20/355 Insulated damp proof courses; |  | Insulated damp proof courses are described by characteristics such as dpc, insulation and fire resistance rating. An example use may be within a masonry leaf system.
Pr_25_57_21_44 | 25 | 57 | 21 | 44 | Joist seals | ジョイストシール |  | 45-25-20/460 Joist seals; |  | Joist seals are described by characteristics such as third party accreditation, material and dimensions. An example use may be within a masonry leaf system.
Pr_25_57_21_48 | 25 | 57 | 21 | 48 | Lead damp-proof courses and cavity trays | 鉛防湿コースとキャビティトレイ |  | 45-25-20/335 Lead damp proof courses and/ or cavity trays; |  | Lead damp proof courses and/ or cavity trays are described by characteristics such as thickness (minimum). An example use may be within a masonry internal leaf system.
Pr_25_57_21_50 | 25 | 57 | 21 | 50 | Mastic asphalt (MA) damp-proof courses | マスティックアスファルト（MA）防湿コース |  | 45-25-20/360 Mastic asphalt damp proof courses; |  | Mastic asphalt damp proof courses are described by characteristics such as mastic asphalt type, hardness and thickness (minimum). An example use may be within a masonry internal leaf system.
Pr_25_57_21_61 | 25 | 57 | 21 | 61 | Pitch polymer damp-proof courses and cavity trays | ピッチポリマー防湿コースとキャビティトレイ |  | 45-25-20/340 Pitch polymer damp proof courses and/ or cavity trays; |  | Pitch polymer damp proof courses and/ or cavity trays are described by characteristics such as mass (minimum) and thickness (minimum). An example use may be within a masonry internal leaf system.
Pr_25_57_21_63 | 25 | 57 | 21 | 63 | Polyethylene (PE) damp-proof courses and cavity trays | ポリエチレン（PE）防湿コースとキャビティトレイ |  | 45-25-20/337 Plastics damp proof courses and/ or cavity trays; |  | Plastics damp proof courses and/ or cavity trays are described by characteristics such as material and colour. An example use may be within a masonry leaf system.
Pr_25_57_21_64 | 25 | 57 | 21 | 64 | Polypropylene (PP) damp-proof courses and cavity trays | ポリプロピレン（PP）防湿コースとキャビティトレイ |  | 45-25-20/337 Plastics damp proof courses and/ or cavity trays; |  | Plastics damp proof courses and/ or cavity trays are described by characteristics such as material and colour. An example use may be within a masonry leaf system.
Pr_25_57_21_65 | 25 | 57 | 21 | 65 | Polymeric damp-proof courses | ポリマー防湿コース
Pr_25_57_21_66 | 25 | 57 | 21 | 66 | Preformed cavity trays | 予備成形キャビティトレイ |  | 45-25-20/415 Preformed cavity trays; |  | Preformed cavity trays are described by characteristics such as material, to fit cavity width and height. An example use may be within a masonry external leaf system.
Pr_25_57_21_67 | 25 | 57 | 21 | 67 | Preformed cavity trays and cloaks | 予備成形されたキャビティトレイとマント
Pr_25_57_21_68 | 25 | 57 | 21 | 68 | Preformed damp-proof courses | 事前に作成された防湿コース |  | 45-25-20/365 Preformed dpcs; |  | Preformed dpcs are described by characteristics such as material, dimensions (w x h) and length. An example use may be within a masonry leaf system.
Pr_25_57_21_72 | 25 | 57 | 21 | 72 | Rising damp remedial units | ライジングダンプリメディアルユニット |  | 45-25-38/460 Rising damp remedial units; |  | Rising damp remedial units are described by characteristics such as product types. An example use may be within a physical insertion proprietary rising damp remedial system.
Pr_25_57_21_80 | 25 | 57 | 21 | 80 | Slate damp-proof courses | スレート防湿コース
Pr_25_57_21_99 | 25 | 57 | 21 | 99 | Zinc damp-proof courses | 亜鉛防湿コース
Pr_25_57_51 | 25 | 57 | 51 |  | Membranes, liners, flexible sheets and fabrics | メンブレン、ライナー、柔軟なシートおよびファブリック |  |  |  | High density polyethylene studded sheets are described by characteristics such as third party product certification, stud height and sheet thickness. An example use may be within a semi-intensive green roof system.
Pr_25_57_51_02 | 25 | 57 | 51 | 02 | Acrylonitrile butadiene styrene (ABS) studded membranes | アクリロニトリルブタジエンスチレン（ABS）スタッド付きメンブレン |  | 45-65-50/354 High density polyethylene studded sheets; |  | High density polyethylene studded sheets are described by characteristics such as third party product certification, stud height and sheet thickness. An example use may be within a semi-intensive green roof system.
Pr_25_57_51_10 | 25 | 57 | 51 | 10 | Butyl rubber (polyisobutylene isoprene (IIR)) geomembranes | ブチルゴム（ポリイソブチレンイソプレン（IIR））ジオメンブレン
Pr_25_57_51_11 | 25 | 57 | 51 | 11 | Carborundum slip-resistant paper | カーボランダム滑り止め紙
Pr_25_57_51_13 | 25 | 57 | 51 | 13 | Chlorinated polyethylene (PE-C) geomembranes | 塩素化ポリエチレン（PE-C）ジオメンブレン
Pr_25_57_51_14 | 25 | 57 | 51 | 14 | Chlorosulfonated polyethylene (PE-CS) geomembranes | クロロスルホン化ポリエチレン（PE-CS）ジオメンブレン
Pr_25_57_51_16 | 25 | 57 | 51 | 16 | Coated polyester fabrics | コーティングされたポリエステル生地
Pr_25_57_51_27 | 25 | 57 | 51 | 27 | Ethylene propylene diene monomer (EPDM) geomembranes | エチレンプロピレンジエンモノマー（EPDM）ジオメンブレン
Pr_25_57_51_30 | 25 | 57 | 51 | 30 | Flexible pond liners | 柔軟な池ライナー |  | 90-15-90/481 Flexible pond liners; |  | Flexible pond liners are described by characteristics such as material and capacity.
Pr_25_57_51_31 | 25 | 57 | 51 | 31 | Flexible polyolefin (FPO) polymeric membranes | 柔軟なポリオレフィン（FPO）高分子膜
Pr_25_57_51_33 | 25 | 57 | 51 | 33 | Glass fibre fleeces | グラスファイバーフリース |  | 45-65-50/338 Glass fibre fleece; |  | Glass fibre fleece are described by characteristics such as weight, width (minimum) and colour. An example use may be within a mastic asphalt sandwiched tanking system.
Pr_25_57_51_35 | 25 | 57 | 51 | 35 | Glass-reinforced plastics (GRP) sheet liners | ガラス強化プラスチック（GRP）シートライナー |  | 45-60-60/350 GRP sheet liners; |  | Grp sheet liners are described by characteristics such as standards, thickness (nominal) and colour. An example use may be within an internal freestanding container planting system.
Pr_25_57_51_36 | 25 | 57 | 51 | 36 | High-density polyethylene (PE-HD) studded sheets | 高密度ポリエチレン（PE-HD）スタッドシート
Pr_25_57_51_38 | 25 | 57 | 51 | 38 | High-impact polystyrene (HIPS) studded sheets | 耐衝撃性ポリスチレン（HIPS）スタッドシート
Pr_25_57_51_42 | 25 | 57 | 51 | 42 | Integrated flexible photovoltaic (PV) module membranes | 統合された柔軟な太陽光発電（PV）モジュール膜
Pr_25_57_51_51 | 25 | 57 | 51 | 51 | Membrane walkways | メンブレン通路 |  | 45-65-50/390 Polymeric membrane walkways; |  | Membrane walkways are described by characteristics such as supplied by, material and reinforcement. An example use may be within a mastic asphalt warm roof covering system.
Pr_25_57_51_52 | 25 | 57 | 51 | 52 | Metallized plastics window films | 金属化プラスチックウィンドウフィルム
Pr_25_57_51_54 | 25 | 57 | 51 | 54 | Modified acrylic fabric | 変性アクリル生地
Pr_25_57_51_60 | 25 | 57 | 51 | 60 | Plastics window films | プラスチックウィンドウフィルム |  | 45-65-50/332 Plastics window films; |  | Plastics window films are described by characteristics such as purpose, material and colour. An example use may be within a window opening system.
Pr_25_57_51_61 | 25 | 57 | 51 | 61 | Plastics preformed liners | プラスチック予備成形ライナー |  | 45-60-60/360 Plastics preformed liners; |  | Plastics preformed liners are described by characteristics such as material, shape and dimensions. An example use may be within an internal freestanding container planting system.
Pr_25_57_51_66 | 25 | 57 | 51 | 66 | Polymeric membranes | 高分子膜 |  | 45-65-50/363 Polymeric membranes; |  | Polymeric roofing membranes are described by characteristics such as supplied by, material and performance criteria. An example use may be within a single layer inverted roof covering system.
Pr_25_57_51_67 | 25 | 57 | 51 | 67 | Polymeric membrane collars | 高分子膜カラー
Pr_25_57_51_68 | 25 | 57 | 51 | 68 | Polypropylene (PP) studded sheets | ポリプロピレン（PP）スタッズ付きシート |  | 45-65-50/354 High density polyethylene studded sheets; |  | High density polyethylene studded sheets are described by characteristics such as third party product certification, stud height and sheet thickness. An example use may be within a semi-intensive green roof system.
Pr_25_57_51_70 | 25 | 57 | 51 | 70 | Polyvinyl chloride geomembranes | ポリ塩化ビニルジオメンブレン
Pr_25_57_51_74 | 25 | 57 | 51 | 74 | Rubber studded sheets | ゴム散りばめられたシート |  | 45-65-50/354 High density polyethylene studded sheets; |  | High density polyethylene studded sheets are described by characteristics such as third party product certification, stud height and sheet thickness. An example use may be within a semi-intensive green roof system.
Pr_25_57_51_79 | 25 | 57 | 51 | 79 | Slip-resistant sheets and strips | 滑りにくいシートとストリップ |  | 45-20-62/345 Slip-resistant sheet and strips; |  | Slip-resistant sheet and strips are described by characteristics such as material, format and thickness (minimum). An example use may be within a suspended external ramp system.
Pr_25_57_51_88 | 25 | 57 | 51 | 88 | Thermoplastic polyolefin elastomer (TPE) polymeric membranes | 熱可塑性ポリオレフィンエラストマー（TPE）高分子膜
Pr_25_57_51_95 | 25 | 57 | 51 | 95 | Vinyl ethylene terpolymer (VET) polymeric membranes | ビニルエチレンターポリマー（VET）高分子膜
Pr_25_57_53 | 25 | 57 | 53 |  | Moisture retention sheets | 保湿シート
Pr_25_57_53_30 | 25 | 57 | 53 | 30 | Foamed aminoplastic resin moisture retention mats | 発泡アミノプラスチック樹脂保湿マット
Pr_25_57_53_50 | 25 | 57 | 53 | 50 | Mineral wool water retention geotextiles | ミネラルウールの保水性ジオテキスタイル
Pr_25_57_53_62 | 25 | 57 | 53 | 62 | Polyacrylonitrile (PAN) water retention geotextiles | ポリアクリロニトリル（PAN）保水性ジオテキスタイル
Pr_25_57_53_63 | 25 | 57 | 53 | 63 | Polyamide water retention geotextiles | ポリアミド保水性ジオテキスタイル
Pr_25_57_53_65 | 25 | 57 | 53 | 65 | Polypropylene water retention geotextiles | ポリプロピレン保水ジオテキスタイル
Pr_25_57_56 | 25 | 57 | 56 |  | Netting and non-reinforcement mesh | 網と非強化メッシュ |  |  |  | Net bird deterrents are described by characteristics such as target species, format and post type. An example use may be within a bird control system.
Pr_25_57_56_07 | 25 | 57 | 56 | 07 | Bird deterrent nets | 鳥抑止ネット |  | 45-35-22/335 Net bird deterrents; |  | Net bird deterrents are described by characteristics such as target species, format and post type. An example use may be within a bird control system.
Pr_25_57_56_14 | 25 | 57 | 56 | 14 | Cleft chestnut palisade rolls | クリクリ柵柵 |  | 45-65-56/460 Cleft chestnut palisade rolls; |  | Cleft chestnut palisade rolls are described by characteristics such as pales, space between pales and wires. An example use may be within a cleft chestnut pale fencing system.
Pr_25_57_56_15 | 25 | 57 | 56 | 15 | Continuous chain link metal mesh | 連続チェーンリンクメタルメッシュ |  | 45-65-56/370 Continuous chain link mesh; |  | Continuous chain link mesh are described by characteristics such as dimensions, finishes and colour. An example use may be within a hydraulic seeding system.
Pr_25_57_56_16 | 25 | 57 | 56 | 16 | Coarse woven plastics mesh | 粗織プラスチックメッシュ
Pr_25_57_56_27 | 25 | 57 | 56 | 27 | Expanded metal mesh | エキスパンドメタルメッシュ |  | 45-65-56/320 Expanded metal mesh; |  | Expanded metal mesh are described by characteristics such as material, pattern and format. An example use may be within a deck system.
Pr_25_57_56_28 | 25 | 57 | 56 | 28 | Extruded plastics mesh | 押し出しプラスチックメッシュ
Pr_25_57_56_29 | 25 | 57 | 56 | 29 | Fine woven plastics mesh | 細かいプラスチックメッシュ
Pr_25_57_56_34 | 25 | 57 | 56 | 34 | Glass fibre mesh | グラスファイバーメッシュ |  | 45-75-45/315 Glass fibre mesh; |  | Glass fibre mesh are described by characteristics such as material, pattern and dimensions. An example use may be within a sprayed external monolithic coating system.
Pr_25_57_56_52 | 25 | 57 | 56 | 52 | Metallic nets | 金属ネット |  | 45-65-56/400 Metallic net; |  | Metallic net are described by characteristics such as material, gauge and mesh size. An example use may be within a pre-seeded mat system.
Pr_25_57_56_56 | 25 | 57 | 56 | 56 | Natural nets | ナチュラルネット |  | 45-65-56/410 Natural net; |  | Natural net are described by characteristics such as material, gauge and mesh size. An example use may be within a pre-seeded mat system.
Pr_25_57_56_61 | 25 | 57 | 56 | 61 | Perforated metal mesh | 穴あき金属メッシュ |  | 45-65-56/330 Perforated metal mesh; |  | Perforated metal mesh are described by characteristics such as material, holes and margins. An example use may be within an insulated plinth system.
Pr_25_57_56_64 | 25 | 57 | 56 | 64 | Plastics nets | プラスチックネット |  | 45-65-56/420 Plastics net; |  | Plastics net are described by characteristics such as material, gauge and mesh size. An example use may be within a pre-seeded mat system.
Pr_25_57_56_85 | 25 | 57 | 56 | 85 | Spun-bonded plastics mesh | スパンボンドプラスチックメッシュ |  | 45-65-56/340 Plastics mesh; |  | Plastics mesh are described by characteristics such as material, holes and dimensions. An example use may be within a concrete post and rail barrier system.
Pr_25_57_56_95 | 25 | 57 | 56 | 95 | Welded metal mesh | 溶接金属メッシュ |  | 45-65-56/350 Welded metal mesh; |  | Welded metal mesh are described by characteristics such as material, dimensions and finish. An example use may be within a concrete post and rail barrier system.
Pr_25_57_56_96 | 25 | 57 | 56 | 96 | Wire netting | 金網 |  | 45-75-45/325 Metal mesh for sprayed coatings; |  | Metal mesh for sprayed coatings are described by characteristics such as form, material and thickness. An example use may be within a sprayed internal monolithic coating system.
Pr_25_57_56_97 | 25 | 57 | 56 | 97 | Woven metal mesh | 編まれた金属メッシュ |  | 45-65-56/360 Woven metal mesh; |  | Woven metal mesh are described by characteristics such as material, weave pattern and mesh duty code. An example use may be within a concrete post and rail barrier system.
Pr_25_57_61 | 25 | 57 | 61 |  | Plant fibre-based membranes, liners, flexible sheet and fabrics | 植物繊維ベースの膜、ライナー、柔軟なシートおよびファブリック |  |  |  | Plant and natural fibre linings are described by characteristics such as material, backing material and colour. An example use may be within a hanging container planting system.
Pr_25_57_61_15 | 25 | 57 | 61 | 15 | Coir geotextiles | コイアのジオテキスタイル
Pr_25_57_61_29 | 25 | 57 | 61 | 29 | Flax geotextiles | 亜麻ジオテキスタイル
Pr_25_57_61_37 | 25 | 57 | 61 | 37 | Hemp geotextiles | 麻ジオテキスタイル
Pr_25_57_61_44 | 25 | 57 | 61 | 44 | Jute geotextiles | ジュートジオテキスタイル
Pr_25_57_61_59 | 25 | 57 | 61 | 59 | Plant and natural fibre linings | 植物と天然繊維の裏地 |  | 45-65-50/344 Plant and natural fibre linings; |  | Plant and natural fibre linings are described by characteristics such as material, backing material and colour. An example use may be within a hanging container planting system.
Pr_25_57_61_60 | 25 | 57 | 61 | 60 | Paper pulp linings | 紙パルプライニング
Pr_25_57_61_79 | 25 | 57 | 61 | 79 | Sisal membranes | サイザル麻膜
Pr_25_57_61_80 | 25 | 57 | 61 | 80 | Sisal jute mix membranes | サイザルジュートミックスメンブレン
Pr_25_57_61_95 | 25 | 57 | 61 | 95 | Wood fibre membranes | 木質繊維膜
Pr_25_57_61_97 | 25 | 57 | 61 | 97 | Wool membranes | ウールメンブレン
Pr_25_57_61_98 | 25 | 57 | 61 | 98 | Wool felt membranes | ウールフェルトメンブレン
Pr_25_57_65 | 25 | 57 | 65 |  | Plastics membranes | プラスチック膜 |  |  |  | Plastics sheets are described by characteristics such as material, purpose and performance characteristics. An example use may be within a stainless steel sheet gutter lining system.
Pr_25_57_65_28 | 25 | 57 | 65 | 28 | Ethylene tetraflouroethylene (ETFE) sheets | エチレンテトラフルオロエチレン（ETFE）シート
Pr_25_57_65_37 | 25 | 57 | 65 | 37 | High-density polyethylene (PE-HD) sheets | 高密度ポリエチレン（PE-HD）シート
Pr_25_57_65_47 | 25 | 57 | 65 | 47 | Low-density polyethylene (PE-LD) sheets | 低密度ポリエチレン（PE-LD）シート
Pr_25_57_65_60 | 25 | 57 | 65 | 60 | Plastics sheets | プラスチックシート |  | 45-65-50/325 Plastics sheets; |  | Plastics sheets are described by characteristics such as material, purpose and performance characteristics. An example use may be within a stainless steel sheet gutter lining system.
Pr_25_57_65_62 | 25 | 57 | 65 | 62 | Polyester sheets | ポリエステルシート
Pr_25_57_65_63 | 25 | 57 | 65 | 63 | Polyethylene sheets | ポリエチレンシート
Pr_25_57_65_65 | 25 | 57 | 65 | 65 | Polypropylene sheets | ポリプロピレンシート
Pr_25_57_65_66 | 25 | 57 | 65 | 66 | Polypropylene and polyethylene laminate sheets | ポリプロピレンおよびポリエチレンラミネートシート
Pr_25_57_65_67 | 25 | 57 | 65 | 67 | Polytetrafluorethylene (PTFE) sheets | ポリテトラフルオロエチレン（PTFE）シート
Pr_25_57_65_70 | 25 | 57 | 65 | 70 | Polyvinylidene fluoride (PVDF) sheets | ポリフッ化ビニリデン（PVDF）シート
Pr_25_57_65_92 | 25 | 57 | 65 | 92 | Unplasticized polyvinyl chloride (PVC-U) sheets | 非可塑化ポリ塩化ビニル（PVC-U）シート
Pr_25_57_85 | 25 | 57 | 85 |  | Synthetic filter fabrics | 合成フィルター生地
Pr_25_57_85_10 | 25 | 57 | 85 | 10 | Capillary fleece | キャピラリーフリース
Pr_25_57_85_62 | 25 | 57 | 85 | 62 | Polyester fibre fleece | ポリエステル繊維フリース
Pr_25_57_85_64 | 25 | 57 | 85 | 64 | Polyester filter geotextiles | ポリエステルフィルタージオテキスタイル
Pr_25_57_85_66 | 25 | 57 | 85 | 66 | Polyethylene filter geotextiles | ポリエチレンフィルタージオテキスタイル
Pr_25_57_85_68 | 25 | 57 | 85 | 68 | Polypropylene filter geotextiles | ポリプロピレンフィルタージオテキスタイル
Pr_25_57_85_70 | 25 | 57 | 85 | 70 | Polyvinylidene fluoride (PVDF) hydrophobic geotextiles | ポリフッ化ビニリデン（PVDF）疎水性ジオテキスタイル
Pr_25_57_90 | 25 | 57 | 90 |  | Tensile, stretch and suspended fabrics | 引張、ストレッチ、吊り下げ生地 |  |  |  | Fabrics for tensile applications are described by characteristics such as fabric, coating and performance characteristics. An example use may be within a single layer tensile fabric covering system.
Pr_25_57_90_03 | 25 | 57 | 90 | 03 | Aramid tensile fabrics | アラミド張力生地
Pr_25_57_90_15 | 25 | 57 | 90 | 15 | Cotton canvas tensile fabrics | 綿キャンバス張り生地
Pr_25_57_90_29 | 25 | 57 | 90 | 29 | Fabrics for tensile applications | 引張用途向けの生地 |  | 45-65-50/330 Fabrics for tensile applications; |  | Fabrics for tensile applications are described by characteristics such as fabric, coating and performance characteristics. An example use may be within a single layer tensile fabric covering system.
Pr_25_57_90_34 | 25 | 57 | 90 | 34 | Glass fibre tensile fabrics | ガラス繊維引張布
Pr_25_57_90_63 | 25 | 57 | 90 | 63 | Polyester tensile fabrics | ポリエステル抗張生地
Pr_25_57_90_67 | 25 | 57 | 90 | 67 | Polytetrafluoroethylene (PTFE) tensile fabrics | ポリテトラフルオロエチレン（PTFE）引張ファブリック
Pr_25_57_90_69 | 25 | 57 | 90 | 69 | Polyurethane coated polyester stretch fabric membranes | ポリウレタンコーティングされたポリエステルストレッチファブリックメンブレン
Pr_25_57_90_71 | 25 | 57 | 90 | 71 | Polyvinyl chloride (PVC) stretch fabric membranes | ポリ塩化ビニル（PVC）ストレッチファブリックメンブレン
Pr_25_57_90_75 | 25 | 57 | 90 | 75 | Sailcloth | 帆布
Pr_25_57_90_81 | 25 | 57 | 90 | 81 | Solar glass weave tensile fabrics | ソーラーガラス織りの抗張生地
Pr_25_57_90_84 | 25 | 57 | 90 | 84 | Stretch fabric membranes | ストレッチ生地メンブレン |  | 45-65-50/384 Stretch fabric membranes; |  | Stretch fabric membranes are described by characteristics such as material, finish and colour. An example use may be within a fabric membrane (stretch) ceiling system.
Pr_25_57_90_85 | 25 | 57 | 90 | 85 | Suspended fabric panels | 吊り下げ布パネル |  | 45-65-50/386 Suspended fabric panels; |  | Suspended fabric panels are described by characteristics such as fabric, recycled content (minimum) and profile. An example use may be within a fabric membrane (stretch) ceiling system.
Pr_25_71 | 25 | 71 |  |  | Rigid board, panel and sheet products | 硬質板、パネル、シート製品
Pr_25_71_14 | 25 | 71 | 14 |  | Cladding and lining panels | クラッドおよびライニングパネル |  |  |  | Aggregate faced grp panels are described by characteristics such as panel grade, finish as delivered and fire performance. An example use may be within a pressure equalized rainscreen cladding system.
Pr_25_71_14_01 | 25 | 71 | 14 | 01 | Aggregate-faced glass-reinforced plastics (GRP) panels | 骨材面ガラス強化プラスチック（GRP）パネル |  | 45-25-45/305 Aggregate faced GRP panels; |  | Aggregate faced grp panels are described by characteristics such as panel grade, finish as delivered and fire performance. An example use may be within a pressure equalized rainscreen cladding system.
Pr_25_71_14_02 | 25 | 71 | 14 | 02 | Aluminium cassette panels | アルミカセットパネル |  | 45-25-45/310 Aluminium cassette panels; |  | Aluminium cassette panels are described by characteristics such as standards, precoated coil and strip and alloy. An example use may be within a pressure equalized rainscreen cladding system.
Pr_25_71_14_03 | 25 | 71 | 14 | 03 | Applied facing precast concrete panels | 適用されたプレキャストコンクリートパネル
Pr_25_71_14_04 | 25 | 71 | 14 | 04 | Aluminium insulating sandwich panels | アルミ断熱サンドイッチパネル |  | 45-25-45/320 Aluminium insulating sandwich panels; |  | Aluminium composite panels are described by characteristics such as supplied by, panels and cover width. An example use may be within a metal composite panel roofing system.
Pr_25_71_14_05 | 25 | 71 | 14 | 05 | Aluminium composite material (ACM) panels | アルミニウム複合材料（ACM）パネル |  | 45-25-45/315 Aluminium composite material (ACM’s) panels; |  | Aluminium composite material (acm’s) panels are described by characteristics such as core, aluminium skins and overall thickness. An example use may be within a pressure equalized rainscreen cladding system.
Pr_25_71_14_07 | 25 | 71 | 14 | 07 | Aluminium external panels | アルミニウム外部パネル |  | 45-25-45/325 Aluminium external panels;
Pr_25_71_14_09 | 25 | 71 | 14 | 09 | Aluminium internal panels | アルミニウム内部パネル |  | 45-25-45/335 Aluminium internal panels;
Pr_25_71_14_10 | 25 | 71 | 14 | 10 | Aluminium-faced aluminium core panels | アルミ面アルミコアパネル |  | 45-25-45/318 Aluminium core composite panels; |  | Aluminium core composite panels are described by characteristics such as panel construction, panel size and fixing type. An example use may be within a unitized curtain walling system.
Pr_25_71_14_11 | 25 | 71 | 14 | 11 | Autoclaved aerated concrete (AAC) cladding units | オートクレーブされた気泡コンクリート（AAC）被覆ユニット
Pr_25_71_14_12 | 25 | 71 | 14 | 12 | Carbon steel external panels | 炭素鋼外部パネル |  | 45-25-45/345 Carbon steel external panels;
Pr_25_71_14_14 | 25 | 71 | 14 | 14 | Carbon steel internal panels | 炭素鋼の内部パネル |  | 45-25-45/355 Carbon steel internal panels;
Pr_25_71_14_15 | 25 | 71 | 14 | 15 | Ceramic panels | セラミックパネル |  | 45-25-45/360 Ceramic panels; |  | Ceramic panels are described by characteristics such as radar reflectance, panel thickness and panel size. An example use may be within a pressure equalized rainscreen cladding system.
Pr_25_71_14_16 | 25 | 71 | 14 | 16 | Column casings | カラムケーシング
Pr_25_71_14_17 | 25 | 71 | 14 | 17 | Ceramic-faced aluminium core panels | セラミック面のアルミニウムコアパネル
Pr_25_71_14_19 | 25 | 71 | 14 | 19 | Composite stone panels | 複合石材パネル |  | 45-25-45/365 Composite stone panels; |  | Composite stone panels are described by characteristics such as panel facings, finish as delivered and panel size. An example use may be within a pressure equalized rainscreen cladding system.
Pr_25_71_14_20 | 25 | 71 | 14 | 20 | Compressed rock fibre panels | 圧縮ロックファイバーパネル |  | 45-25-45/370 Compressed rock fibre panels; |  | Compressed rock fibre panels are described by characteristics such as third party product certification, panel thickness and panel size. An example use may be within a pressure equalized rainscreen cladding system.
Pr_25_71_14_21 | 25 | 71 | 14 | 21 | Copper alloy-faced aluminium core panels | 銅合金面のアルミニウムコアパネル
Pr_25_71_14_22 | 25 | 71 | 14 | 22 | Carbon steel insulating sandwich panels | 炭素鋼断熱サンドイッチパネル |  | 45-25-45/340 Carbon steel insulating sandwich panels; |  | Carbon steel composite panels are described by characteristics such as supplied by, panels and cover width. An example use may be within a metal composite panel roofing system.
Pr_25_71_14_31 | 25 | 71 | 14 | 31 | Fireproof casings | 耐火ケーシング
Pr_25_71_14_33 | 25 | 71 | 14 | 33 | Glass-faced aluminium core panels | ガラス張りのアルミコアパネル
Pr_25_71_14_35 | 25 | 71 | 14 | 35 | Glass-reinforced concrete cladding units | ガラス補強コンクリート被覆ユニット |  | 45-25-45/420 Glass fibre-reinforced concrete (GRC) panels; |  | Glass fibre-reinforced concrete (grc) panels are described by characteristics such as component type, production method and guide mix design. An example use may be within a glass fibre reinforced concrete (grc) cladding system.
Pr_25_71_14_52 | 25 | 71 | 14 | 52 | Monolithic precast concrete cladding panels | 一体式プレキャストコンクリート被覆パネル
Pr_25_71_14_56 | 25 | 71 | 14 | 56 | Natural stone panels | 天然石パネル |  | 45-25-45/380 Natural stone panels; |  | Natural stone panels are described by characteristics such as supplied by, stone type and finish. An example use may be within a pressure equalized rainscreen cladding system.
Pr_25_71_14_57 | 25 | 71 | 14 | 57 | Natural stone-faced aluminium core panels | 天然石材のアルミコアパネル
Pr_25_71_14_62 | 25 | 71 | 14 | 62 | Plastics sheet wall claddings | プラスチックシートの壁のクラッディング |  | 45-65-60/310 Plastic sheet wall cladding; |  | Plastic sheet wall cladding are described by characteristics such as supplied by, material and fire rating. An example use may be within a plastics panel lining system.
Pr_25_71_14_63 | 25 | 71 | 14 | 63 | Platinum-faced aluminium core panels | プラチナ仕上げのアルミニウムコアパネル
Pr_25_71_14_65 | 25 | 71 | 14 | 65 | Pre-weathered zinc cassette panels | 風化前の亜鉛カセットパネル |  | 45-25-45/385 Preweathered zinc cassette panels; |  | Preweathered zinc cassette panels are described by characteristics such as sheet thickness (minimum), panel size and stiffeners. An example use may be within a pressure equalized rainscreen cladding system.
Pr_25_71_14_71 | 25 | 71 | 14 | 71 | Reconstituted stone panels | 再構成された石のパネル
Pr_25_71_14_75 | 25 | 71 | 14 | 75 | Sandwich precast concrete cladding panels | サンドイッチプレキャストコンクリートクラッディングパネル
Pr_25_71_14_77 | 25 | 71 | 14 | 77 | Self-finished precast concrete cladding panels | 自己完成プレキャストコンクリート被覆パネル
Pr_25_71_14_81 | 25 | 71 | 14 | 81 | Stainless steel-faced aluminium core panels | ステンレス鋼に面したアルミニウムコアパネル
Pr_25_71_14_82 | 25 | 71 | 14 | 82 | Stainless steel cassette panels | ステンレス鋼カセットパネル |  | 45-25-45/390 Stainless steel cassette panels; |  | Stainless steel cassette panels are described by characteristics such as alloy, sheet thickness and panel size. An example use may be within a pressure equalized rainscreen cladding system.
Pr_25_71_14_84 | 25 | 71 | 14 | 84 | Stainless steel external panels | ステンレス鋼の外部パネル |  | 45-25-45/400 Stainless steel external panels;
Pr_25_71_14_86 | 25 | 71 | 14 | 86 | Stainless steel internal panels | ステンレス鋼の内部パネル |  | 45-25-45/410 Stainless steel internal panels;
Pr_25_71_14_87 | 25 | 71 | 14 | 87 | Stainless steel insulating sandwich panels | ステンレス鋼断熱サンドイッチパネル |  | 45-25-45/395 Stainless steel insulating sandwich panels; |  | Stainless steel composite panels are described by characteristics such as supplied by, panels and cover width. An example use may be within a metal composite panel roofing system.
Pr_25_71_14_88 | 25 | 71 | 14 | 88 | Terracotta panels | テラコッタパネル |  | 45-25-45/415 Terracotta panels; |  | Terracotta panels are described by characteristics such as third party product certification, core and panel thickness. An example use may be within a pressure equalized rainscreen cladding system.
Pr_25_71_14_90 | 25 | 71 | 14 | 90 | Titanium-faced aluminium core panels | チタン面のアルミニウムコアパネル
Pr_25_71_14_96 | 25 | 71 | 14 | 96 | Weathering steel cassette panels | 耐候性スチールカセットパネル |  | 45-25-45/357 Weathering steel panels; |  | Weathering steel panels are described by characteristics such as sheet, form and fixing.
Pr_25_71_14_98 | 25 | 71 | 14 | 98 | Wood fibre-reinforced thermosetting resin external panels | 木質繊維強化熱硬化性樹脂外部パネル |  | 45-25-45/375 Exterior quality wood fibre reinforced thermosetting resin panels; |  | Exterior quality wood fibre reinforced thermosetting resin panels are described by characteristics such as fire performance, panel external face and panel internal face. An example use may be within a pressure equalized rainscreen cladding system.
Pr_25_71_14_99 | 25 | 71 | 14 | 99 | Zinc-faced aluminium core panels | 亜鉛面のアルミニウムコアパネル
Pr_25_71_29 | 25 | 71 | 29 |  | Falsework and formwork | 型枠 |  |  |  | Architectural finish permanent formwork lining are described by characteristics such as architectural element. An example use may be within an in situ reinforced concrete stair or ramp system.
Pr_25_71_29_04 | 25 | 71 | 29 | 04 | Architectural finish permanent formwork linings | 建築仕上げ永久型枠ライニング |  | 45-50-30/440 Architectural finish permanent formwork lining; |  | Architectural finish permanent formwork lining are described by characteristics such as architectural element. An example use may be within an in situ reinforced concrete stair or ramp system.
Pr_25_71_29_11 | 25 | 71 | 29 | 11 | Carbon steel permanent joint formers | 炭素鋼パーマネントフォーマー |  | 45-50-30/340 Prefabricated carbon steel permanent joint formers; |  | Prefabricated carbon steel permanent joint formers are described by characteristics such as carbon steel designation, loading class and finish. An example use may be within an in situ concrete porous paving system.
Pr_25_71_29_14 | 25 | 71 | 29 | 14 | Collapsible (wet) board substructure formwork | 折りたたみ可能な（湿った）ボード下部構造型枠 |  | 45-50-30/370 Collapsible board substructure formwork (collapsed by wetting); |  | Collapsible board substructure formwork (collapsed by wetting) are described by characteristics such as thickness and loadbearing capacity. An example use may be within an in situ reinforced concrete pilecap and ground beam foundation system.
Pr_25_71_29_15 | 25 | 71 | 29 | 15 | Collapsible board substructure formwork | 折りたたみ式ボード下部構造型枠 |  | 45-50-30/380 Collapsible board substructure formwork; |  | Collapsible board substructure formwork are described by characteristics such as thickness and loadbearing capacity. An example use may be within an in situ reinforced concrete pilecap and ground beam foundation system.
Pr_25_71_29_16 | 25 | 71 | 29 | 16 | Compressible board substructure formwork | 圧縮性ボード下部構造型枠 |  | 45-50-30/390 Compressible board substructure formwork; |  | Compressible board substructure formwork are described by characteristics such as material, thickness and recycled content (minimum). An example use may be within an in situ reinforced concrete pilecap and ground beam foundation system.
Pr_25_71_29_17 | 25 | 71 | 29 | 17 | Concrete permanent side forms | コンクリートの永久側面フォーム |  | 45-50-30/330 Precast concrete permanent side forms; |  | Precast concrete permanent side forms are described by characteristics such as configuration, metal arris armouring and perforations. An example use may be within an in situ concrete porous paving system.
Pr_25_71_29_19 | 25 | 71 | 29 | 19 | Controlled permeability formwork | 制御された透過性型枠
Pr_25_71_29_24 | 25 | 71 | 29 | 24 | Duct formers | ダクトフォーマー |  | 45-50-30/465 Duct formers for prestressing tendons; |  | Duct formers for prestressing tendons are described by characteristics such as material.
Pr_25_71_29_28 | 25 | 71 | 29 | 28 | Expanded carbon steel mesh formwork | 拡張炭素鋼メッシュ型枠 |  | 45-50-30/460 Expanded steel mesh formwork;
Pr_25_71_29_37 | 25 | 71 | 29 | 37 | High-density expanded polystyrene (HDPS) ventilated substructure formwork | 高密度発泡ポリスチレン（HDPS）換気下部構造型枠 |  | 45-50-30/400 High density expanded polystyrene ventilated substructure formwork; |  | High density expanded polystyrene ventilated substructure formwork are described by characteristics such as third party product certification, thickness overall and loadbearing capacity. An example use may be within an in situ reinforced concrete pilecap and ground beam foundation system.
Pr_25_71_29_56 | 25 | 71 | 29 | 56 | Non-critical permanent formwork | 捨て型枠 |  | 45-50-30/470 Non-critical permanent formwork; |  | Non-critical permanent formwork are described by characteristics such as formwork material. An example use may be within an in situ reinforced concrete framing system.
Pr_25_71_29_60 | 25 | 71 | 29 | 60 | Permanent concrete composite wall panels | 永久コンクリート複合壁パネル |  | 45-50-30/490 Composite wall panels; |  | Composite wall panels are described by characteristics such as material, overall wall thickness and finish.
Pr_25_71_29_62 | 25 | 71 | 29 | 62 | Permanent insulation formwork (PIF) | 永久断熱型枠（PIF） |  | 45-50-30/420 Permanent insulation formwork (PIF); |  | Permanent insulation formwork (pif) are described by characteristics such as designation, density (minimum) and third party product certification. An example use may be within an in situ reinforced concrete wall structure system.
Pr_25_71_29_64 | 25 | 71 | 29 | 64 | Permanent timber formwork | 常設型枠 |  | 45-60-90/438 Permanent timber formwork; |  | Permanent timber formwork are described by characteristics such as supplied by, side forms and size.
Pr_25_71_29_72 | 25 | 71 | 29 | 72 | Ribbed carbon steel mesh formwork | リブ付き炭素鋼メッシュ型枠 |  | 45-50-30/480 Ribbed steel mesh formwork; |  | Ribbed steel mesh formwork are described by characteristics such as slab thickness (overall). An example use may be within an in situ reinforced concrete framing system.
Pr_25_71_29_76 | 25 | 71 | 29 | 76 | Scaffolding and accessories | 足場とアクセサリー |  | 45-50-30/350 Scaffolding and accessories; |  | Scaffolding and accessories are described by characteristics such as supplied by, standards and visual requirements. An example use may be within a retention structure system.
Pr_25_71_29_86 | 25 | 71 | 29 | 86 | Suspended in situ concrete construction permanent insulation formwork (PIF) | 中断されたその場コンクリート構造永久断熱型枠（PIF） |  | 45-50-30/430 Permanent insulation formwork (PIF) for suspended in situ concrete construction; |  | Permanent insulation formwork (pif) for suspended in situ concrete construction are described by characteristics such as requirement and third party product certification. An example use may be within an in situ reinforced concrete floor, roof deck or balcony system.
Pr_25_71_29_88 | 25 | 71 | 29 | 88 | Timber scaffold boards | 木材足場ボード |  | 45-50-30/365 Timber scaffold boards; |  | Timber scaffold boards are described by characteristics such as dimensions, accessories and treatment. An example use may be within a framed retention structure system.
Pr_25_71_33 | 25 | 71 | 33 |  | Glass and glazing sheets and profiles | ガラスと窓ガラスおよびプロファイル |  |  |  | Annealed glass are described by characteristics such as third party accreditation, composition and thickness. An example use may be within a stick curtain walling system.
Pr_25_71_33_02 | 25 | 71 | 33 | 02 | Annealed glass sheets | 焼鈍ガラス板 |  | 45-65-40/310 Annealed glass; |  | Annealed glass are described by characteristics such as third party accreditation, composition and thickness. An example use may be within a stick curtain walling system.
Pr_25_71_33_03 | 25 | 71 | 33 | 03 | Antique glass | アンティークガラス
Pr_25_71_33_14 | 25 | 71 | 33 | 14 | Composite glass sheets | 複合ガラス板 |  | 45-65-40/345 Composite glass sheet; |  | Composite glass sheet are described by characteristics such as third-party certification, composite type and glass type. An example use may be within a putty-fronted single glazing system.
Pr_25_71_33_16 | 25 | 71 | 33 | 16 | Corrugated wired glass sheets | 段ボールワイヤードガラスシート
Pr_25_71_33_20 | 25 | 71 | 33 | 20 | Cylinder blown glass sheets | シリンダー吹きガラス板
Pr_25_71_33_27 | 25 | 71 | 33 | 27 | Electrochromic glass | エレクトロクロミックガラス
Pr_25_71_33_33 | 25 | 71 | 33 | 33 | Glass beams | ガラスビーム |  | 45-65-40/375 Glass beams; |  | Glass beams are described by characteristics such as glass type. An example use may be within a point-fixed structural glass canopy system.
Pr_25_71_33_34 | 25 | 71 | 33 | 34 | Glass fins | ガラスフィン |  | 45-65-40/380 Glass fins; |  | Glass fins are described by characteristics such as structural type and glass type. An example use may be within a stacked structural glass wall system.
Pr_25_71_33_35 | 25 | 71 | 33 | 35 | Glass panels | ガラスパネル |  | 45-25-05/320 Glass panels; |  | Glass panels are described by characteristics such as standards, impact resistance and panel type.
Pr_25_71_33_36 | 25 | 71 | 33 | 36 | Hand blown crown glass | 手吹きクラウンガラス
Pr_25_71_33_37 | 25 | 71 | 33 | 37 | Heat-strengthened glass sheets | 熱強化ガラス板 |  | 45-65-40/315 Heat strengthened glass; |  | Heat strengthened glass are described by characteristics such as third party accreditation, composition and thickness. An example use may be within a point-fixed structural glass canopy system.
Pr_25_71_33_42 | 25 | 71 | 33 | 42 | Insulated glass units (IGUs) | 断熱ガラスユニット（IGU） |  | 45-65-40/370 Insulated glass units (IGUs); |  | Insulated glass units (igus) are described by characteristics such as third party accreditation, pane arrangement and overall thickness. An example use may be within a stick curtain walling system.
Pr_25_71_33_46 | 25 | 71 | 33 | 46 | Laminated glass sheets | 合わせガラス板 |  | 45-65-40/320 Laminated glass; |  | Laminated glass are described by characteristics such as third party accreditation, laminate glass type and thickness. An example use may be within a point-fixed structural glass canopy system.
Pr_25_71_33_47 | 25 | 71 | 33 | 47 | Lead and X-ray glass sheets | 鉛およびX線ガラス板 |  | 45-65-40/325 Lead or X-ray glass; |  | Lead or x-ray glass are described by characteristics such as third party accreditation, glass thickness and special requirements. An example use may be within an internal use bead and tape, groove or channel glazing system.
Pr_25_71_33_65 | 25 | 71 | 33 | 65 | Plastics glazing sheets | プラスチックグレージングシート |  | 45-65-40/330 Plastics glazing sheet; |  | Plastics glazing sheet are described by characteristics such as third party accreditation, standards and material. An example use may be within a putty-fronted single glazing system.
Pr_25_71_33_67 | 25 | 71 | 33 | 67 | Plastics laminated glazing sheets | プラスチック積層板ガラス
Pr_25_71_33_77 | 25 | 71 | 33 | 77 | Sealed insulated glass units | 密封された断熱ガラスユニット
Pr_25_71_33_84 | 25 | 71 | 33 | 84 | Stained glass sheets | ステンドグラスシート
Pr_25_71_33_88 | 25 | 71 | 33 | 88 | Thermally toughened glass sheets | 熱強化ガラス板 |  | 45-65-40/335 Thermally toughened glass; |  | Thermally toughened glass are described by characteristics such as third party accreditation, composition and toughening process. An example use may be within a stick curtain walling system.
Pr_25_71_33_90 | 25 | 71 | 33 | 90 | Thermochromic glass | サーモクロミックガラス
Pr_25_71_33_92 | 25 | 71 | 33 | 92 | U-profiled glass channels | U字型ガラスチャンネル |  | 45-65-40/385 U profiled glass channels; |  | U profiled glass channels are described by characteristics such as construction, thermal performance and channel unit dimensions. An example use may be within a u-profiled glazing system.
Pr_25_71_33_97 | 25 | 71 | 33 | 97 | Wired glass sheets | 有線ガラス板 |  | 45-65-40/340 Wired glass; |  | Wired glass are described by characteristics such as third party accreditation, glass type and thickness. An example use may be within a putty-fronted single glazing system.
Pr_25_71_42 | 25 | 71 | 42 |  | Infill panels | 面材パネル |  |  |  | Aluminium infill panels are described by characteristics such as supplied by, standards and alloy, temper and thickness. An example use may be within a unitized curtain walling system.
Pr_25_71_42_08 | 25 | 71 | 42 | 08 | Aluminium infill panels | アルミインフィルパネル |  | 45-25-45/330 Aluminium infill panels; |  | Aluminium infill panels are described by characteristics such as supplied by, standards and alloy, temper and thickness. An example use may be within a unitized curtain walling system.
Pr_25_71_42_10 | 25 | 71 | 42 | 10 | Carbon steel infill panels | 炭素鋼インフィルパネル |  | 45-25-45/350 Carbon steel infill panels; |  | Carbon steel infill panels are described by characteristics such as supplied by, standards and grade and thickness. An example use may be within a unitized curtain walling system.
Pr_25_71_42_12 | 25 | 71 | 42 | 12 | Cement-bonded wood-wool infill panels | セメント結合ウッドウールインフィルパネル
Pr_25_71_42_52 | 25 | 71 | 42 | 52 | Metal tray infill panels | メタルトレイインフィルパネル
Pr_25_71_42_54 | 25 | 71 | 42 | 54 | Mineral fibre infill panels | 鉱物繊維インフィルパネル
Pr_25_71_42_59 | 25 | 71 | 42 | 59 | Open-cell infill panels | オープンセルインフィルパネル
Pr_25_71_42_60 | 25 | 71 | 42 | 60 | Panel diffuser infill panels | パネルディフューザーインフィルパネル
Pr_25_71_42_63 | 25 | 71 | 42 | 63 | Plastics-faced gypsum plasterboard infill panels | プラスチック面の石膏石膏ボードのインフィルパネル
Pr_25_71_42_70 | 25 | 71 | 42 | 70 | Raised access floor panels | フリーアクセル床パネル |  | 45-45-00/320 Raised access floor panels; |  | Raised access floor panels are described by characteristics such as casing, core and edging. An example use may be within a raised access floor system.
Pr_25_71_42_71 | 25 | 71 | 42 | 71 | Raised access floor panels with finish | 仕上げのレイズドアクセスフロアパネル |  | 45-45-00/330 Raised access floor panels with integral finishes; |  | Raised access floor panels with integral finishes are described by characteristics such as casing, core and panel size. An example use may be within a raised access floor system.
Pr_25_71_42_72 | 25 | 71 | 42 | 72 | Resin-bonded mineral wool infill panels | 樹脂接着ミネラルウールインフィルパネル
Pr_25_71_42_73 | 25 | 71 | 42 | 73 | Rigid urethane foam infill panels | 硬質ウレタンフォームインフィルパネル
Pr_25_71_42_85 | 25 | 71 | 42 | 85 | Stainless steel infill panels | ステンレス鋼のインフィルパネル |  | 45-25-45/405 Stainless steel infill panels; |  | Stainless steel infill panels are described by characteristics such as supplied by, standards and grade. An example use may be within a unitized curtain walling system.
Pr_25_71_42_94 | 25 | 71 | 42 | 94 | Veneered wood-composite infill panels | ベニヤの木材複合インフィルパネル
Pr_25_71_43 | 25 | 71 | 43 |  | Interior linings | 内張り |  |  |  | Plastics linings are described by characteristics such as material, finish and colour.
Pr_25_71_43_33 | 25 | 71 | 43 | 33 | Glass-reinforced plastics (GRP) ceilings | ガラス強化プラスチック（GRP）天井
Pr_25_71_43_34 | 25 | 71 | 43 | 34 | Glass-reinforced plastics (GRP) linings | ガラス強化プラスチック（GRP）ライニング
Pr_25_71_43_62 | 25 | 71 | 43 | 62 | Plastics linings | プラスチックライニング |  | 45-75-95/380 Plastics linings; |  | Plastics linings are described by characteristics such as material, finish and colour.
Pr_25_71_44 | 25 | 71 | 44 |  | Joint fillers | ジョイントフィラー |  |  |  | Bitumen impregnated softboard joint filler are described by characteristics such as supplied by, form and weathering test. An example use may be within an in situ reinforced concrete pad and strip foundation system.
Pr_25_71_44_06 | 25 | 71 | 44 | 06 | Bitumen-impregnated softboard joint fillers | ビチューメン含浸ソフトボードジョイントフィラー |  | 45-45-95/400 Bitumen impregnated softboard joint filler; |  | Bitumen impregnated softboard joint filler are described by characteristics such as supplied by, form and weathering test. An example use may be within an in situ reinforced concrete pad and strip foundation system.
Pr_25_71_44_08 | 25 | 71 | 44 | 08 | Bitumen rubber expansion joint fillers | ビチューメンゴム伸縮継手フィラー |  | 45-80-35/350 Bitumen rubber; |  | Bitumen rubber are described by characteristics such as thickness. An example use may be within a prefabricated glass block wall system.
Pr_25_71_44_15 | 25 | 71 | 44 | 15 | Cork board joint fillers | コルクボードジョイントフィラー |  | 45-45-95/420 Cork board joint filler; |  | Cork board joint filler are described by characteristics such as supplied by, material and form. An example use may be within an in situ reinforced concrete pad and strip foundation system.
Pr_25_71_44_28 | 25 | 71 | 44 | 28 | Extruded polyethylene (PE) foam joint fillers | 押し出しポリエチレン（PE）フォームジョイントフィラー |  | 45-45-65/400 Extruded polyethylene foam joint filler; |  | Extruded polyethylene foam joint filler are described by characteristics such as duty, weathering test and density. An example use may be within an in situ reinforced concrete pad and strip foundation system.
Pr_25_71_44_53 | 25 | 71 | 44 | 53 | Mineral fibre joint fillers | 鉱物繊維ジョイントフィラー |  | 45-75-90/385 Mineral fibre joint fillers; |  | Mineral fibre joint fillers are described by characteristics such as fire performance, material and size. An example use may be within an in situ glass block wall system.
Pr_25_71_44_64 | 25 | 71 | 44 | 64 | Plastics compressible joint fillers | プラスチック圧縮性ジョイントフィラー |  | 45-75-90/372 Plastics compressible joint fillers; |  | Plastics compressible joint fillers are described by characteristics such as material, size and fire performance.
Pr_25_71_44_77 | 25 | 71 | 44 | 77 | Sealant backer rods | シーラントバッカーロッド
Pr_25_71_50 | 25 | 71 | 50 |  | Metal panels | 金属パネル |  |  |  | Aluminium expanded mesh panels are described by characteristics such as standards, dimensions and frame. An example use may be within a metal post and panel barrier system.
Pr_25_71_50_02 | 25 | 71 | 50 | 02 | Aluminium expanded mesh panels | アルミニウム拡張メッシュパネル |  | 45-25-05/330 Aluminium expanded mesh panels; |  | Aluminium expanded mesh panels are described by characteristics such as standards, dimensions and frame. An example use may be within a metal post and panel barrier system.
Pr_25_71_50_03 | 25 | 71 | 50 | 03 | Aluminium vertical bar panels | アルミ縦棒パネル |  | 45-25-05/335 Aluminium vertical bar panel; |  | Aluminium vertical bar panel are described by characteristics such as dimensions, frame and infill. An example use may be within a metal post and panel barrier system.
Pr_25_71_50_04 | 25 | 71 | 50 | 04 | Aluminium sheet panels | アルミシートパネル |  | 45-25-05/325 Aluminium sheet panels; |  | Aluminium sheet panels are described by characteristics such as dimensions, frame and aluminium infill. An example use may be within a metal post and panel barrier system.
Pr_25_71_50_06 | 25 | 71 | 50 | 06 | Baseboards | ベースボード
Pr_25_71_50_12 | 25 | 71 | 50 | 12 | Carbon steel expanded mesh panels | 炭素鋼の拡張メッシュパネル |  | 45-25-05/345 Carbon steel expanded mesh panels; |  | Carbon steel expanded mesh panels are described by characteristics such as standards, dimensions and frame. An example use may be within a metal post and panel barrier system.
Pr_25_71_50_13 | 25 | 71 | 50 | 13 | Carbon steel framed vertical bar and rail panels | 炭素鋼フレームの垂直バーとレールパネル |  | 45-25-05/365 Carbon steel vertical bar and rail panels; |  | Carbon steel vertical bar and rail panels are described by characteristics such as dimensions, rails and infill. An example use may be within a metal post and panel barrier system.
Pr_25_71_50_14 | 25 | 71 | 50 | 14 | Carbon steel framed vertical bar panels | 炭素鋼フレームの垂直バーパネル |  | 45-25-05/355 Carbon steel framed vertical bar panel; |  | Carbon steel framed vertical bar panel are described by characteristics such as dimensions, frame and infill. An example use may be within a suds detention basin system.
Pr_25_71_50_15 | 25 | 71 | 50 | 15 | Carbon steel framed vertical section panels | 炭素鋼フレームの垂直断面パネル |  | 45-25-05/370 Carbon steel framed vertical section panel; |  | Carbon steel framed vertical section panel are described by characteristics such as standards, dimensions and frame. An example use may be within a metal post and panel barrier system.
Pr_25_71_50_16 | 25 | 71 | 50 | 16 | Carbon steel palisade fence panels | 炭素鋼柵柵パネル |  | 45-25-05/360 Carbon steel palisade fence panels; |  | Carbon steel palisade fence panels are described by characteristics such as dimensions, rails and pales. An example use may be within a steel palisade panel fencing system.
Pr_25_71_50_17 | 25 | 71 | 50 | 17 | Carbon steel panels | 炭素鋼パネル |  | 45-25-05/340 Carbon steel sheet panels; |  | Carbon steel sheet panels are described by characteristics such as standards, dimensions and frame. An example use may be within a composite pedestrian parapet system.
Pr_25_71_50_18 | 25 | 71 | 50 | 18 | Carbon steel vertical section and rail panels | 炭素鋼の垂直断面とレールパネル |  | 45-25-05/375 Carbon steel vertical section and rail panel; |  | Carbon steel vertical section and rail panel are described by characteristics such as standards, dimensions and rails. An example use may be within a metal post and panel barrier system.
Pr_25_71_50_19 | 25 | 71 | 50 | 19 | Carbon steel welded mesh panels | 炭素鋼溶接メッシュパネル |  | 45-25-05/350 Carbon steel welded mesh panels; |  | Carbon steel welded mesh panels are described by characteristics such as standards, dimensions and frame. An example use may be within a suds detention basin system.
Pr_25_71_50_20 | 25 | 71 | 50 | 20 | Cast iron vertical bar and rail panels | 鋳鉄の垂直バーとレールパネル |  | 45-25-05/380 Cast iron vertical bar and rail panel; |  | Cast iron vertical bar and rail panel are described by characteristics such as dimensions, rails and infill. An example use may be within a composite post and panel fencing system.
Pr_25_71_50_21 | 25 | 71 | 50 | 21 | Composite fence panels | 複合フェンスパネル |  | 45-25-05/302 Composite fence panels; |  | Composite fence panels are described by characteristics such as dimensions, frame and infill. An example use may be within a raised formal pond system.
Pr_25_71_50_22 | 25 | 71 | 50 | 22 | Composite panels | 複合パネル
Pr_25_71_50_23 | 25 | 71 | 50 | 23 | Composite wildlife panels | 複合野生生物パネル
Pr_25_71_50_24 | 25 | 71 | 50 | 24 | Decorative metal panels | 装飾金属パネル
Pr_25_71_50_39 | 25 | 71 | 50 | 39 | Hurdles | ハードル
Pr_25_71_50_51 | 25 | 71 | 50 | 51 | Mesh panels | メッシュパネル
Pr_25_71_50_60 | 25 | 71 | 50 | 60 | Palisade panels | 柵パネル
Pr_25_71_50_61 | 25 | 71 | 50 | 61 | Panels with vertical infill | 垂直面材を備えたパネル
Pr_25_71_50_79 | 25 | 71 | 50 | 79 | Sheet panels | シートパネル
Pr_25_71_50_80 | 25 | 71 | 50 | 80 | Stainless steel expanded mesh panels | ステンレス鋼の拡張メッシュパネル |  | 45-25-05/385 Stainless steel expanded mesh panels; |  | Stainless steel expanded mesh panels are described by characteristics such as standards, dimensions and frame. An example use may be within a metal post and panel barrier system.
Pr_25_71_50_81 | 25 | 71 | 50 | 81 | Stainless steel vertical bar panels | ステンレス鋼の縦棒パネル |  | 45-25-05/395 Stainless steel vertical bar panel; |  | Stainless steel vertical bar panel are described by characteristics such as dimensions, frame and infill. An example use may be within a suds detention basin system.
Pr_25_71_50_82 | 25 | 71 | 50 | 82 | Stainless steel vertical bar and rail panels | ステンレス鋼の垂直バーとレールパネル |  | 45-25-05/410 Stainless steel vertical bar and rail panel; |  | Stainless steel vertical bar and rail panel are described by characteristics such as dimensions, rails and infill. An example use may be within a metal post and panel barrier system.
Pr_25_71_50_83 | 25 | 71 | 50 | 83 | Stainless steel sheet panels | ステンレス鋼板パネル |  | 45-25-05/390 Stainless steel sheet panels; |  | Stainless steel sheet panels are described by characteristics such as standards, dimensions and frame. An example use may be within a metal post and panel barrier system.
Pr_25_71_50_84 | 25 | 71 | 50 | 84 | Stainless steel welded mesh panels | ステンレス鋼溶接メッシュパネル |  | 45-25-05/397 Stainless steel welded mesh panels; |  | Stainless steel welded mesh panels are described by characteristics such as standards, dimensions and frame. An example use may be within a suds detention basin system.
Pr_25_71_50_85 | 25 | 71 | 50 | 85 | Stainless steel woven mesh panels | ステンレススチール織メッシュパネル
Pr_25_71_50_87 | 25 | 71 | 50 | 87 | Steel noise barrier panels | スチール製防音パネル
Pr_25_71_50_93 | 25 | 71 | 50 | 93 | Vitreous enamel steel composite panels | ガラス質エナメル鋼複合パネル
Pr_25_71_50_94 | 25 | 71 | 50 | 94 | Vitreous enamel steel panels | ガラス質エナメル鋼パネル
Pr_25_71_50_95 | 25 | 71 | 50 | 95 | Welded steel hurdles | 溶接鋼のハードル |  | 45-25-05/415 Welded steel hurdles; |  | Welded steel hurdles are described by characteristics such as duty, dimensions and infill. An example use may be within a steel hurdle fencing system.
Pr_25_71_50_96 | 25 | 71 | 50 | 96 | Wrought iron decorative panels | 錬鉄製装飾パネル |  | 45-25-05/400 Wrought iron decorative panels; |  | Wrought iron decorative panels are described by characteristics such as material, properties and dimensions. An example use may be within a wrought iron panel fencing system.
Pr_25_71_50_97 | 25 | 71 | 50 | 97 | Wrought iron vertical bar panels | 錬鉄製縦棒パネル |  | 45-25-05/405 Wrought iron vertical bar panel; |  | Wrought iron vertical bar panel are described by characteristics such as material, properties and dimensions. An example use may be within a wrought iron panel fencing system.
Pr_25_71_50_98 | 25 | 71 | 50 | 98 | Wrought iron vertical bar and rail panels | 錬鉄製の垂直バーとレールパネル |  | 45-25-05/420 Wrought iron vertical bar and rail panel; |  | Wrought iron vertical bar and rail panel are described by characteristics such as material, properties and dimensions. An example use may be within a metal post and panel barrier system.
Pr_25_71_51 | 25 | 71 | 51 |  | Metal sheets and strips | 金属シートとストリップ |  |  |  | Aluminium alloy sheet, strip and plate are described by characteristics such as supplied by, material standards and sheet, strip and plate.
Pr_25_71_51_01 | 25 | 71 | 51 | 01 | Aluminium sheets, strips and plates | アルミニウムシート、ストリップ、プレート |  | 45-60-50/376 Aluminium alloy sheet, strip and plate; |  | Aluminium alloy sheet, strip and plate are described by characteristics such as supplied by, material standards and sheet, strip and plate.
Pr_25_71_51_02 | 25 | 71 | 51 | 02 | Aluminium long strips | アルミロングストリップ |  | 45-65-52/305 Aluminium long strip; |  | Aluminium long strip are described by characteristics such as standards, identification and width. An example use may be within a natural stone slate roofing system.
Pr_25_71_51_03 | 25 | 71 | 51 | 03 | Aluminium profiled sheets | アルミプロファイルシート |  | 45-65-52/310 Aluminium profiled sheet; |  | Aluminium profiled sheet are described by characteristics such as grade, thickness (nominal) and profile. An example use may be within a metal profiled sheet roof covering system.
Pr_25_71_51_04 | 25 | 71 | 51 | 04 | Aluminium profiled sheet decking | アルミプロファイルシートデッキ |  | 45-65-52/315 Aluminium profiled sheet decking; |  | Aluminium profiled sheet decking are described by characteristics such as grade, profile and top surface. An example use may be within a heavy steel floor, roof or balcony decking system.
Pr_25_71_51_05 | 25 | 71 | 51 | 05 | Aluminium sheets | アルミシート |  | 45-65-52/320 Aluminium sheet; |  | Aluminium sheet are described by characteristics such as standards, dimensions and finishes. An example use may be within a pressure equalized rainscreen cladding system.
Pr_25_71_51_06 | 25 | 71 | 51 | 06 | Aluminium traditional sheets | 従来のアルミニウムシート |  | 45-65-52/325 Aluminium traditional sheet; |  | Aluminium traditional sheet are described by characteristics such as standards, identification and alloy designation. An example use may be within an aluminium sheet cladding system.
Pr_25_71_51_10 | 25 | 71 | 51 | 10 | Carbon steel long strips | 炭素鋼の長いストリップ
Pr_25_71_51_11 | 25 | 71 | 51 | 11 | Carbon steel linings | 炭素鋼のライニング |  | 45-65-52/345 Low carbon steel linings; |  | Low carbon steel linings are described by characteristics such as finish, grade and profile. An example use may be within a metal profiled sheet cladding system.
Pr_25_71_51_12 | 25 | 71 | 51 | 12 | Carbon steel pressed panels | 炭素鋼プレスパネル
Pr_25_71_51_14 | 25 | 71 | 51 | 14 | Carbon steel sheet walkway reinforcement | 炭素鋼シート通路補強 |  | 45-65-52/360 Low carbon steel sheet walkway reinforcement; |  | Low carbon steel sheet walkway reinforcement are described by characteristics such as finish, width (minimum) and thickness (minimum). An example use may be within a single layer cold roof covering system.
Pr_25_71_51_15 | 25 | 71 | 51 | 15 | Carbon steel sheets | 炭素鋼シート |  | 45-65-52/355 Low carbon steel sheet; |  | Low carbon steel sheet are described by characteristics such as standards, grade and dimensions. An example use may be within a pressure equalized rainscreen cladding system.
Pr_25_71_51_16 | 25 | 71 | 51 | 16 | Copper long strips | ロング銅ストリップ |  | 45-65-52/330 Copper long strip; |  | Copper long strip are described by characteristics such as material designation, identification and dimensions. An example use may be within a natural stone slate roofing system.
Pr_25_71_51_17 | 25 | 71 | 51 | 17 | Copper traditional sheets | 伝統的な銅シート |  | 45-65-52/340 Copper traditional sheet; |  | Copper traditional sheet are described by characteristics such as material designation, identification and dimensions. An example use may be within a copper sheet roof covering system.
Pr_25_71_51_33 | 25 | 71 | 51 | 33 | Galvanized carbon steel profiled sheets | 亜鉛メッキ炭素鋼プロファイルシート |  | 45-65-52/350 Carbon steel profiled sheet; |  | Carbon steel profiled sheet are described by characteristics such as designation, profile and cover width. An example use may be within a heavy steel floor, roof or balcony decking system.
Pr_25_71_51_38 | 25 | 71 | 51 | 38 | Hollow-core metal sheets | 中空コア金属シート
Pr_25_71_51_46 | 25 | 71 | 51 | 46 | Lead machine cast sheets | リードマシンキャストシート |  | 45-65-52/365 Lead machine cast sheet; |  | Lead machine cast sheet are described by characteristics such as third party product certification, identification and thickness. An example use may be within a natural stone slate roofing system.
Pr_25_71_51_47 | 25 | 71 | 51 | 47 | Lead rolled sheets | 鉛圧延シート |  | 45-65-52/370 Lead rolled sheet; |  | Lead rolled sheet are described by characteristics such as identification and thickness. An example use may be within a natural stone slate roofing system.
Pr_25_71_51_52 | 25 | 71 | 51 | 52 | Metal profiled sheets | 金属プロファイルシート
Pr_25_71_51_84 | 25 | 71 | 51 | 84 | Stainless steel long strips and sheets | ステンレス鋼の長いストリップとシート |  | 45-65-52/405 Stainless steel long strip and sheet; |  | Stainless steel long strip and sheet are described by characteristics such as standards, identification and width. An example use may be within a natural stone slate roofing system.
Pr_25_71_51_85 | 25 | 71 | 51 | 85 | Stainless steel profiled sheets | ステンレス鋼プロファイルシート |  | 45-65-52/410 Stainless steel profiled sheets; |  | Stainless steel profiled sheets are described by characteristics such as material, grade and thickness (nominal). An example use may be within a metal profiled sheet roof covering system.
Pr_25_71_51_86 | 25 | 71 | 51 | 86 | Stainless steel sheets | ステンレス鋼板 |  | 45-65-52/415 Stainless steel sheet; |  | Stainless steel sheet are described by characteristics such as standards, grade and finish. An example use may be within a pressure equalized rainscreen cladding system.
Pr_25_71_51_87 | 25 | 71 | 51 | 87 | Stainless steel traditional sheets | ステンレス鋼の伝統的なシート |  | 45-65-52/420 Stainless steel traditional sheet; |  | Stainless steel traditional sheet are described by characteristics such as standards, identification and grade. An example use may be within a stainless steel sheet gutter lining system.
Pr_25_71_51_88 | 25 | 71 | 51 | 88 | Steel plate, sheet and strip | 鋼板、シート、ストリップ |  | 45-65-52/385 Steel plate, sheet and strip; |  | Steel plate, sheet and strip are described by characteristics such as performance criteria. An example use may be within a heavy steel stair or ramp system.
Pr_25_71_51_89 | 25 | 71 | 51 | 89 | Steel profiled sheet | スチールプロファイルシート |  | 45-65-52/400 Steel profiled sheet; |  | Steel profiled sheet are described by characteristics such as material standard, designation and thickness. An example use may be within a composite steel and concrete floor, roof deck or balcony system.
Pr_25_71_51_94 | 25 | 71 | 51 | 94 | Weathering steel sheets | 風化鋼板 |  | 45-65-52/387 Weathering steel sheet; |  | Weathering steel sheet are described by characteristics such as sheet, reaction to fire and third-party certification.
Pr_25_71_51_96 | 25 | 71 | 51 | 96 | Zinc profiled sheets | 亜鉛プロファイルシート |  | 45-65-52/440 Zinc profiled sheet; |  | Zinc profiled sheet are described by characteristics such as alloy, standards and sheet. An example use may be within a metal profiled sheet self-supporting roofing system.
Pr_25_71_51_97 | 25 | 71 | 51 | 97 | Zinc traditional sheets | 伝統的な亜鉛シート |  | 45-65-52/435 Zinc traditional sheet – standard temper alloy; |  | Zinc traditional sheet – standard temper alloy are described by characteristics such as alloy, standards and identification. An example use may be within a zinc sheet weathering system.
Pr_25_71_51_98 | 25 | 71 | 51 | 98 | Zinc soft temper alloy strips | 亜鉛軟質合金ストリップ |  | 45-65-52/425 Zinc strip – soft temper alloy; |  | Zinc strip – soft temper alloy are described by characteristics such as alloy, standards and identification. An example use may be within a zinc sheet weathering system.
Pr_25_71_51_99 | 25 | 71 | 51 | 99 | Zinc standard temper alloy strips | 亜鉛標準焼戻し合金ストリップ |  | 45-65-52/430 Zinc strip – standard temper alloy; |  | Zinc strip – standard temper alloy are described by characteristics such as alloy, standards and identification. An example use may be within a natural stone slate roofing system.
Pr_25_71_52 | 25 | 71 | 52 |  | Mineral-based boards and sheets | 石膏ボードおよびシート |  |  |  | Specialist gypsum plasterboards are described by characteristics such as declaration of conformity, additional properties and thickness (nominal). An example use may be within a soffit lining and beam casing system.
Pr_25_71_52_11 | 25 | 71 | 52 | 11 | Carbon-neutral gypsum plasterboards | カーボンニュートラルな石膏プラスターボード |  | 45-45-50/460 Specialist gypsum plasterboards; |  | Specialist gypsum plasterboards are described by characteristics such as declaration of conformity, additional properties and thickness (nominal). An example use may be within a soffit lining and beam casing system.
Pr_25_71_52_12 | 25 | 71 | 52 | 12 | Carbon steel-faced plasterboard panels | 炭素鋼面の石膏ボードパネル |  | 45-45-50/480 Steel faced plasterboard panel; |  | Steel faced plasterboard panel are described by characteristics such as supplied by, declaration of conformity and construction.
Pr_25_71_52_13 | 25 | 71 | 52 | 13 | Cellular glass insulation boards | セルラーガラス断熱板 |  | 45-45-50/325 Cellular glass insulation board; |  | Cellular glass insulation board are described by characteristics such as third party product certification, thermal conductivity (maximum) and thickness. An example use may be within a mastic asphalt warm roof covering system.
Pr_25_71_52_15 | 25 | 71 | 52 | 15 | Compressed mineral wool fire protection boards | 圧縮ミネラルウール防火板 |  | 45-45-50/330 Compressed mineral wool fire protection board; |  | Compressed mineral wool fire protection board are described by characteristics such as fire rating, thickness and edges. An example use may be within a multiple services penetrations fire stopping system.
Pr_25_71_52_17 | 25 | 71 | 52 | 17 | Compressed vermiculite fire protection boards | 圧縮バーミキュライト防火板 |  | 45-45-50/335 Compressed vermiculite fire protection board; |  | Compressed vermiculite fire protection board are described by characteristics such as fire rating, thermal conductivity (maximum) and thickness. An example use may be within a multiple services penetrations fire stopping system.
Pr_25_71_52_21 | 25 | 71 | 52 | 21 | Enhanced strength gypsum plasterboards | 強化された石膏プラスターボード |  | 45-45-50/435 Enhanced strength gypsum plasterboard - type R; |  | Enhanced strength gypsum plasterboard - type r are described by characteristics such as thickness (nominal) and edge profile. An example use may be within a gypsum board partition system.
Pr_25_71_52_22 | 25 | 71 | 52 | 22 | Expanded perlite boards | 拡張されたパーライトボード |  | 45-45-50/340 Expanded perlite board; |  | Expanded perlite board are described by characteristics such as third party product certification, compressive strength (minimum) at 10% compression and density. An example use may be within a semi-intensive green roof system.
Pr_25_71_52_23 | 25 | 71 | 52 | 23 | Fibre-reinforced calcium silicate boards | 繊維強化ケイ酸カルシウム板 |  | 45-45-50/345 Fibre-reinforced calcium silicate board; |  | Fibre-reinforced calcium silicate board are described by characteristics such as third party product certification, sheet size and thickness. An example use may be within a soffit lining and beam casing system.
Pr_25_71_52_24 | 25 | 71 | 52 | 24 | Fibre-reinforced calcium silicate fire protection boards | 繊維強化ケイ酸カルシウム防火板 |  | 45-45-50/350 Fibre reinforced calcium silicate fire protection board; |  | Fibre reinforced calcium silicate fire protection board are described by characteristics such as fire rating, density and thickness. An example use may be within a multiple services penetrations fire stopping system.
Pr_25_71_52_25 | 25 | 71 | 52 | 25 | Fibre-reinforced cement boards | 繊維強化セメント板 |  | 45-45-50/355 Fibre reinforced cement board; |  | Fibre reinforced cement board are described by characteristics such as fire rating, weather resistance and bending strength. An example use may be within a pressure equalized rainscreen cladding system.
Pr_25_71_52_26 | 25 | 71 | 52 | 26 | Fibre-reinforced cement profiled sheets | 繊維強化セメントプロファイルシート |  | 45-45-50/321 Fibre reinforced cement profiled sheets; |  | Fibre reinforced cement profiled sheets are described by characteristics such as material, length and cover width. An example use may be within a fibre cement profiled sheet roof covering system.
Pr_25_71_52_27 | 25 | 71 | 52 | 27 | Fibre-reinforced cement sheets | 繊維強化セメントシート |  | 45-45-50/320 Fibre reinforced cement sheet; |  | Fibre reinforced cement sheet are described by characteristics such as weather resistance, bending strength and panel thickness. An example use may be within a fibre cement slate roofing system.
Pr_25_71_52_28 | 25 | 71 | 52 | 28 | Fibre-reinforced cement weatherboards | 繊維強化セメントウェザーボード |  | 45-45-50/305 Fibre reinforced cement weatherboard; |  | Fibre reinforced cement weatherboard are described by characteristics such as edges, finished size and face width. An example use may be within a weatherboarding system.
Pr_25_71_52_29 | 25 | 71 | 52 | 29 | Fibre-reinforced gypsum boards | 繊維強化石膏ボード |  | 45-45-50/465 Fibre-reinforced gypsum board; |  | Fibre-reinforced gypsum board are described by characteristics such as properties, declaration of conformity and third-party product certification. An example use may be within a gypsum board wall lining system.
Pr_25_71_52_30 | 25 | 71 | 52 | 30 | Fibre-reinforced gypsum floor boards | 繊維強化石膏床板 |  | 45-45-50/470 Fibre-reinforced gypsum floor board; |  | Fibre-reinforced gypsum floor board are described by characteristics such as declaration of conformity, thickness and edges. An example use may be within a wood-based rigid sheet floating floor system.
Pr_25_71_52_31 | 25 | 71 | 52 | 31 | Fibre-reinforced magnesium silicate boards | 繊維強化ケイ酸マグネシウム板 |  | 45-45-50/360 Fibre reinforced magnesium silicate board; |  | Fibre reinforced magnesium silicate board are described by characteristics such as fire rating, thickness and edges. An example use may be within a soffit lining and beam casing system.
Pr_25_71_52_32 | 25 | 71 | 52 | 32 | Flexible plasterboards | 柔軟な石膏ボード
Pr_25_71_52_33 | 25 | 71 | 52 | 33 | Fire-resistant gypsum plasterboards | 耐火石膏ボード |  | 45-45-50/415 Fire-resistant gypsum plasterboard - type F; |  | Fire-resistant gypsum plasterboard - type f are described by characteristics such as core, thickness (nominal) and edge profile. An example use may be within a gypsum board wall lining system.
Pr_25_71_52_34 | 25 | 71 | 52 | 34 | Gypsum baseboards | 石膏すそ板 |  | 45-45-50/430 Gypsum baseboard - type P; |  | Gypsum baseboard - type p are described by characteristics such as thickness (nominal) and edge profile. An example use may be within a soffit lining and beam casing system.
Pr_25_71_52_35 | 25 | 71 | 52 | 35 | Gypsum core boards | 石膏コアボード |  | 45-45-50/440 Gypsum core board - type F; |  | Gypsum core board - type f are described by characteristics such as additional properties, thickness (nominal) and edge profile. An example use may be within a gypsum board wall lining system.
Pr_25_71_52_36 | 25 | 71 | 52 | 36 | Gypsum planks | 石膏板 |  | 45-45-50/395 19 mm gypsum plank - type A; |  | 19 mm gypsum plank - type a are described by characteristics such as thickness (nominal) and edge profile. An example use may be within a gypsum board partition system.
Pr_25_71_52_38 | 25 | 71 | 52 | 38 | Gypsum plasterboards | 石膏プラスターボード |  | 45-45-50/400 10 kg/m2 gypsum plasterboard - type D; |  | 10 kg/m2 gypsum plasterboard - type d are described by characteristics such as thickness (nominal) and edge profile. An example use may be within a gypsum board partition system.
Pr_25_71_52_39 | 25 | 71 | 52 | 39 | Gypsum plasterboard with combined properties | 複合プロパティを持つ石膏プラスターボード |  | 45-45-50/455 Gypsum plasterboard with combined properties; |  | Gypsum plasterboard with combined properties are described by characteristics such as declaration of conformity, additional properties and thickness (nominal). An example use may be within a soffit lining and beam casing system.
Pr_25_71_52_40 | 25 | 71 | 52 | 40 | Gypsum sheathing plasterboards | 石膏被覆石膏ボード |  | 45-45-50/410 Gypsum sheathing plasterboard - type E; |  | Gypsum sheathing plasterboard - type e are described by characteristics such as thickness (nominal) and edge profile. An example use may be within a soffit lining and beam casing system.
Pr_25_71_52_41 | 25 | 71 | 52 | 41 | Impact-resistant gypsum plasterboards | 耐衝撃性石膏ボード |  | 45-45-50/425 Impact-resistant gypsum plasterboard - type I; |  | Impact-resistant gypsum plasterboard - type i are described by characteristics such as properties, paper facings and thickness (nominal). An example use may be within a gypsum board partition system.
Pr_25_71_52_42 | 25 | 71 | 52 | 42 | High-density gypsum plasterboards | 高密度石膏プラスターボード
Pr_25_71_52_47 | 25 | 71 | 52 | 47 | Linoleum composite laminate strips and boards | リノリウム複合ラミネートストリップとボード |  | 45-20-70/427 Linoleum composite laminate strips and tiles; |  | Linoleum composite laminate strips and board are described by characteristics such as performance class, finished size and face width. An example use may be within a composite laminate floating floor system.
Pr_25_71_52_50 | 25 | 71 | 52 | 50 | Magnesium oxide boards | 酸化マグネシウム板 |  | 45-45-50/375 Magnesium oxide board; |  | Magnesium oxide board are described by characteristics such as fire rating, weather resistance and bending strength. An example use may be within a soffit lining and beam casing system.
Pr_25_71_52_52 | 25 | 71 | 52 | 52 | Moisture-resistant gypsum plasterboards | 耐湿性石膏ボード |  | 45-45-50/420 Moisture-resistant gypsum plasterboard - type H; |  | Moisture-resistant gypsum plasterboard - type h are described by characteristics such as core, paper facings and thickness (nominal). An example use may be within a gypsum board partition system.
Pr_25_71_52_63 | 25 | 71 | 52 | 63 | Plasterboard panels | 石膏ボードパネル |  | 45-45-50/475 Prefabricated plasterboard panel; |  | Prefabricated plasterboard panel are described by characteristics such as supplied by, declaration of conformity and materials.
Pr_25_71_52_80 | 25 | 71 | 52 | 80 | Sound insulation gypsum plasterboards | 遮音石膏プラスターボード |  | 45-45-50/405 Sound insulation gypsum plasterboard - type D; |  | Sound insulation gypsum plasterboard - type d are described by characteristics such as thickness (nominal) and edge profile. An example use may be within a wood-based rigid sheet floating floor system.
Pr_25_71_52_84 | 25 | 71 | 52 | 84 | Standard gypsum plasterboards | 標準石膏プラスターボード |  | 45-45-50/390 Standard gypsum plasterboard - type A; |  | Standard gypsum plasterboard - type a are described by characteristics such as thickness (nominal) and edge profile. An example use may be within a gypsum board wall lining system.
Pr_25_71_52_88 | 25 | 71 | 52 | 88 | Thermal laminate gypsum plasterboards | 熱ラミネート石膏プラスターボード |  | 45-45-50/450 Thermal laminate gypsum plasterboard; |  | Thermal laminate gypsum plasterboard are described by characteristics such as declaration of conformity, properties and board thickness. An example use may be within a gypsum board wall lining system.
Pr_25_71_52_94 | 25 | 71 | 52 | 94 | Vapour check gypsum plasterboards | 蒸気チェック石膏ボード |  | 45-45-50/445 Vapour check gypsum plasterboard; |  | Vapour check gypsum plasterboard are described by characteristics such as declaration of conformity, properties and moisture vapour resistance of backing layer (minimum). An example use may be within a gypsum board partition system.
Pr_25_71_52_95 | 25 | 71 | 52 | 95 | Vermiculite-silicate fire protection boards | バーミキュライトケイ酸塩防火板 |  | 45-45-50/370 Vermiculite-silicate fire protection board; |  | Vermiculite-silicate fire protection board are described by characteristics such as fire rating, thickness and edges. An example use may be within a soffit lining and beam casing system.
Pr_25_71_52_99 | 25 | 71 | 52 | 99 | X-ray resistant gypsum plasterboards | X線耐性石膏ボード |  | 45-45-50/460 Specialist gypsum plasterboards; |  | Specialist gypsum plasterboards are described by characteristics such as declaration of conformity, additional properties and thickness (nominal). An example use may be within a soffit lining and beam casing system.
Pr_25_71_53 | 25 | 71 | 53 |  | Mirrors | 鏡 |  |  |  | Large mirrors are described by characteristics such as materials and standards, thickness and finish. An example use may be within a general fittings, furnishings and equipment system.
Pr_25_71_53_06 | 25 | 71 | 53 | 06 | Bathroom mirrors | バスルームミラー
Pr_25_71_53_30 | 25 | 71 | 53 | 30 | Framed glass mirrors | 額入りガラスミラー
Pr_25_71_53_31 | 25 | 71 | 53 | 31 | Framed metal mirrors | フレーム付き金属ミラー
Pr_25_71_53_32 | 25 | 71 | 53 | 32 | Framed plastics mirrors | 額入りプラスチックミラー
Pr_25_71_53_46 | 25 | 71 | 53 | 46 | Large mirrors | 大きな鏡 |  | 45-35-55/310 Large mirrors; |  | Large mirrors are described by characteristics such as materials and standards, thickness and finish. An example use may be within a general fittings, furnishings and equipment system.
Pr_25_71_53_65 | 25 | 71 | 53 | 65 | Platform mirrors | プラットフォームミラー
Pr_25_71_53_70 | 25 | 71 | 53 | 70 | Rail mirrors | レールミラー
Pr_25_71_53_73 | 25 | 71 | 53 | 73 | Road mirrors | ロードミラー
Pr_25_71_53_82 | 25 | 71 | 53 | 82 | Small mirrors | 小さな鏡
Pr_25_71_53_91 | 25 | 71 | 53 | 91 | Unframed glass mirrors | フレームなしガラスミラー
Pr_25_71_53_92 | 25 | 71 | 53 | 92 | Unframed metal mirrors | 非フレーム金属ミラー
Pr_25_71_53_93 | 25 | 71 | 53 | 93 | Unframed plastics mirrors | フレームなしのプラスチック製ミラー
Pr_25_71_57 | 25 | 71 | 57 |  | Non-metal barrier panels | 非金属バリアパネル |  |  |  | Cement bonded particleboard panels are described by characteristics such as dimensions, frame and panel. An example use may be within a prefabricated wood or plastics panel fencing system.
Pr_25_71_57_11 | 25 | 71 | 57 | 11 | Cement-bonded particleboard framed panels | セメント結合パーティクルボードフレームパネル |  | 45-25-05/450 Cement bonded particleboard panels; |  | Cement bonded particleboard panels are described by characteristics such as dimensions, frame and panel. An example use may be within a prefabricated wood or plastics panel fencing system.
Pr_25_71_57_12 | 25 | 71 | 57 | 12 | Concrete baseboards | コンクリートすそ板 |  | 45-25-05/310 Precast concrete base boards; |  | Precast concrete base boards are described by characteristics such as standards, height and width. An example use may be within a composite pedestrian parapet system.
Pr_25_71_57_13 | 25 | 71 | 57 | 13 | Concrete parapet base panels | コンクリートパラペットベースパネル
Pr_25_71_57_14 | 25 | 71 | 57 | 14 | Concrete base panels | コンクリートベースパネル
Pr_25_71_57_15 | 25 | 71 | 57 | 15 | Concrete fence panel tops | コンクリートフェンスパネルトップ |  | 45-25-05/315 Precast concrete fence panel tops; |  | Precast concrete fence panel tops are described by characteristics such as dimensions, finishes and panel top ends. An example use may be within a precast concrete post and panel fencing system.
Pr_25_71_57_16 | 25 | 71 | 57 | 16 | Concrete fence panels | コンクリートフェンスパネル |  | 45-25-05/312 Precast concrete fence panels; |  | Precast concrete fence panels are described by characteristics such as panel type, standards and resistance to wind load. An example use may be within a precast concrete post and panel fencing system.
Pr_25_71_57_17 | 25 | 71 | 57 | 17 | Concrete containment parapet units | コンクリート封じ込めパラペットユニット |  | 45-25-05/316 Precast concrete vehicle containment parapet units; |  | Precast concrete vehicle containment parapet units are described by characteristics such as parapet type, containment level and parapet height. An example use may be within a precast concrete vehicle containment parapet system.
Pr_25_71_57_18 | 25 | 71 | 57 | 18 | Concrete safety barrier panels | コンクリート安全バリアパネル |  | 45-25-05/317 Precast concrete vehicle safety barrier units; |  | Precast concrete vehicle safety barrier units are described by characteristics such as profile, barrier unit and width. An example use may be within a precast concrete safety barrier system.
Pr_25_71_57_19 | 25 | 71 | 57 | 19 | Concrete noise barrier panels | コンクリート製遮音パネル
Pr_25_71_57_22 | 25 | 71 | 57 | 22 | Decorative concrete fence panels | 装飾コンクリートフェンスパネル
Pr_25_71_57_24 | 25 | 71 | 57 | 24 | Decorative timber panels | 装飾木材パネル
Pr_25_71_57_30 | 25 | 71 | 57 | 30 | Fabric partition panels | 布製仕切りパネル
Pr_25_71_57_34 | 25 | 71 | 57 | 34 | Glass barrier panels | ガラスバリアパネル
Pr_25_71_57_35 | 25 | 71 | 57 | 35 | Glazing plastics framed panels | ガラス張りプラスチックフレームパネル |  | 45-25-05/440 Glazing plastics framed panels; |  | Glazing plastics framed panels are described by characteristics such as standards, dimensions and frame. An example use may be within a composite post and panel barrier system.
Pr_25_71_57_37 | 25 | 71 | 57 | 37 | Hardwood baseboards | 広葉樹すそ板 |  | 45-25-05/455 Hardwood base boards; |  | Hardwood base boards are described by characteristics such as timber, dimensions and finish as delivered. An example use may be within a composite pedestrian parapet system.
Pr_25_71_57_38 | 25 | 71 | 57 | 38 | Hardwood framed panels | 広葉樹フレームパネル |  | 45-25-05/465 Hardwood panels; |  | Hardwood panels are described by characteristics such as panel size, frame and hardwood infill. An example use may be within a composite post and panel barrier system.
Pr_25_71_57_39 | 25 | 71 | 57 | 39 | Hardwood palisade panels | 広葉樹柵パネル |  | 45-25-05/460 Hardwood palisade panels; |  | Hardwood palisade panels are described by characteristics such as timber, panel size and pales. An example use may be within a prefabricated wood or plastics panel fencing system.
Pr_25_71_57_40 | 25 | 71 | 57 | 40 | Hazel wattle hurdles | ヘーゼルワトルハードル |  | 45-25-05/470 Hazel wattle hurdles; |  | Hazel wattle hurdles are described by characteristics such as dimensions, frame and infill. An example use may be within a composite post and panel fencing system.
Pr_25_71_57_44 | 25 | 71 | 57 | 44 | Jet blast deflectors | ジェットブラストデフレクター |  | 45-25-09/300 Jet blast deflector; |  | Jet blast deflector are described by characteristics such as screen material, supporting structure and fasteners.
Pr_25_71_57_60 | 25 | 71 | 57 | 60 | Partition panels | 仕切りパネル |  | 45-35-80/420 Panel partitions; |  | Panel partitions are described by characteristics such as third party accreditation, wood in joinery standard and unit size. An example use may be within a panel partition system.
Pr_25_71_57_61 | 25 | 71 | 57 | 61 | Partition screens | パーティション画面
Pr_25_71_57_62 | 25 | 71 | 57 | 62 | Plastics framed panels | プラスチックフレームパネル |  | 45-25-05/445 Plastics framed panels; |  | Plastics framed panels are described by characteristics such as standards, dimensions and frame. An example use may be within a composite post and panel fencing system.
Pr_25_71_57_63 | 25 | 71 | 57 | 63 | Plastics panels | プラスチックパネル |  | 45-25-05/435 Plastics panels; |  | Plastics panels are described by characteristics such as material, dimensions and colour. An example use may be within a composite post and panel barrier system.
Pr_25_71_57_64 | 25 | 71 | 57 | 64 | Plastics panel fence tops | プラスチックパネルフェンストップ |  | 45-25-05/430 Plastics panel fence tops; |  | Plastics panel fence tops are described by characteristics such as dimensions, frame and plastics infill. An example use may be within a composite post and panel barrier system.
Pr_25_71_57_65 | 25 | 71 | 57 | 65 | Plywood framed panels | 合板フレームパネル |  | 45-25-05/475 Plywood panels; |  | Plywood panels are described by characteristics such as standards, dimensions and frame. An example use may be within a composite post and panel barrier system.
Pr_25_71_57_73 | 25 | 71 | 57 | 73 | Room divider panels | 間仕切りパネル
Pr_25_71_57_80 | 25 | 71 | 57 | 80 | Sliding stacking panel partitions | スライド式スタッキングパネルパーティション |  | 45-25-28/370 Sliding stacking panel partitions; |  | Sliding stacking panel partitions are described by characteristics such as third party accreditation, performance and operation. An example use may be within a sliding stacking panel partition system.
Pr_25_71_57_81 | 25 | 71 | 57 | 81 | Softwood baseboards | 針葉樹製すそ板 |  | 45-25-05/485 Softwood base boards; |  | Softwood base boards are described by characteristics such as material, dimensions and finish as delivered. An example use may be within a composite pedestrian parapet system.
Pr_25_71_57_82 | 25 | 71 | 57 | 82 | Softwood framed panels | 針葉樹フレームパネル |  | 45-25-05/480 Softwood panels; |  | Softwood panels are described by characteristics such as panel size, frame and softwood infill. An example use may be within a composite post and panel barrier system.
Pr_25_71_57_83 | 25 | 71 | 57 | 83 | Softwood palisade fence panels | 針葉樹柵柵パネル |  | 45-25-05/490 Softwood palisade fence panels; |  | Softwood palisade fence panels are described by characteristics such as timber, panel size and pales. An example use may be within a prefabricated wood or plastics panel fencing system.
Pr_25_71_57_87 | 25 | 71 | 57 | 87 | Timber baseboards | 木材すそ板
Pr_25_71_57_88 | 25 | 71 | 57 | 88 | Timber board panels | 木材ボードパネル
Pr_25_71_57_90 | 25 | 71 | 57 | 90 | Timber sheet panels | 木材シートパネル
Pr_25_71_57_97 | 25 | 71 | 57 | 97 | Wattle hurdles | ワトルハードル
Pr_25_71_57_98 | 25 | 71 | 57 | 98 | Willow wattle hurdles | ウィロー・ワトル・ハードル |  | 45-25-05/495 Willow wattle hurdles; |  | Willow wattle hurdles are described by characteristics such as dimensions, frame and infill. An example use may be within a composite post and panel fencing system.
Pr_25_71_63 | 25 | 71 | 63 |  | Plastics-based boards and sheets | プラスチックベースのボードとシート |  |  |  | Compact or solid grade laminates (hpl) are described by characteristics such as grade, fire rating and thickness. An example use may be within a duct and wall panel lining system.
Pr_25_71_63_15 | 25 | 71 | 63 | 15 | Compact or solid grade high-pressure laminate (HPL) boards | コンパクトまたはソリッドグレードの高圧ラミネート（HPL）ボード |  | 45-45-65/360 Compact or solid grade laminates (HPL); |  | Compact or solid grade laminates (hpl) are described by characteristics such as grade, fire rating and thickness. An example use may be within a duct and wall panel lining system.
Pr_25_71_63_18 | 25 | 71 | 63 | 18 | Composite and recycled plastics sheets | 複合および再生プラスチックシート |  | 45-65-60/320 Plastics, composite and recycled plastics sheets; |  | Plastics, composite and recycled plastics sheets are described by characteristics such as standards, material and dimensions. An example use may be within a semi-intensive green roof system.
Pr_25_71_63_24 | 25 | 71 | 63 | 24 | Drainage layer corrugated boards | 排水層段ボール |  | 45-45-65/370 Corrugated board drainage layers; |  | Corrugated board drainage layers are described by characteristics such as material, depth and panel size. An example use may be within an intensive green roof system.
Pr_25_71_63_26 | 25 | 71 | 63 | 26 | Expanded polystyrene (EPS) boards | 発泡スチロール（EPS）ボード |  | 45-45-65/380 Expanded polystyrene (EPS) board; |  | Expanded polystyrene (eps) board are described by characteristics such as compressive strength (minimum) at 10% compression, thermal conductivity (maximum) and thickness. An example use may be within a jacked pile underpinning system.
Pr_25_71_63_27 | 25 | 71 | 63 | 27 | Extruded polyethylene (PE) foam boards | 押し出しポリエチレン（PE）発泡ボード |  | 45-45-65/390 Extruded polyethylene foam board; |  | Extruded polyethylene foam board are described by characteristics such as material, thermal conductivity (maximum) and density. An example use may be within a jacked pile underpinning system.
Pr_25_71_63_29 | 25 | 71 | 63 | 29 | Extruded polystyrene (XPS) boards | 押出ポリスチレン（XPS）ボード |  | 45-45-65/410 Extruded polystyrene (XPS) board; |  | Extruded polystyrene (xps) board are described by characteristics such as third party product certification, compressive strength (minimum) at 10% compression and thermal conductivity (maximum). An example use may be within a glass fibre reinforced concrete (grc) cladding system.
Pr_25_71_63_32 | 25 | 71 | 63 | 32 | Glass-reinforced plastics (GRP) panels | ガラス強化プラスチック（GRP）パネル
Pr_25_71_63_33 | 25 | 71 | 63 | 33 | Glass-reinforced plastics (GRP) profiled panels | ガラス強化プラスチック（GRP）プロファイルパネル
Pr_25_71_63_34 | 25 | 71 | 63 | 34 | Glass-reinforced plastics (GRP) profiled sheets | ガラス強化プラスチック（GRP）プロファイルシート |  | 45-65-60/340 GRP profiled sheets; |  | Grp profiled sheets are described by characteristics such as performance requirements, profile and length. An example use may be within a metal profiled sheet roof covering system.
Pr_25_71_63_38 | 25 | 71 | 63 | 38 | Hollow-core plastics sheets | 中空コアプラスチックシート
Pr_25_71_63_59 | 25 | 71 | 63 | 59 | Phenolic foam boards | フェノールフォームボード |  | 45-45-65/420 Phenolic foam board; |  | Phenolic foam board are described by characteristics such as third party product certification, thermal conductivity (maximum) and cross section. An example use may be within a timber board wall lining system.
Pr_25_71_63_60 | 25 | 71 | 63 | 60 | Plastics and composite material boards | プラスチックおよび複合材料ボード |  | 45-45-65/330 Plastics and composite material boards; |  | Plastics and composite material boards are described by characteristics such as standards, material and thickness. An example use may be within a putty-fronted single glazing system.
Pr_25_71_63_61 | 25 | 71 | 63 | 61 | Plastics baseboards | プラスチック製すそ板 |  | 45-25-05/425 Plastics base boards; |  | Plastics base boards are described by characteristics such as dimensions, material and panel ends. An example use may be within a composite continuous mesh fencing system.
Pr_25_71_63_62 | 25 | 71 | 63 | 62 | Plastics composite and recycled sheets | プラスチック複合材と再生シート
Pr_25_71_63_63 | 25 | 71 | 63 | 63 | Plastics composite laminate strips and boards | プラスチック複合ラミネートストリップおよびボード |  | 45-45-65/310 Plastics composite laminate strips and boards; |  | Plastics composite laminate strips and boards are described by characteristics such as performance, finished size and thickness. An example use may be within a composite laminate floating floor system.
Pr_25_71_63_64 | 25 | 71 | 63 | 64 | Plastics weatherboards | プラスチックウェザーボード |  | 45-45-65/320 Plastics weatherboards; |  | Plastics weatherboards are described by characteristics such as material, profile and finished size. An example use may be within a weatherboarding system.
Pr_25_71_63_65 | 25 | 71 | 63 | 65 | Polycarbonate profiled sheets | ポリカーボネートプロファイルシート |  | 45-65-60/350 Polycarbonate profiled sheets; |  | Polycarbonate profiled sheets are described by characteristics such as performance requirements, thickness (nominal) and profile. An example use may be within a metal profiled sheet roof covering system.
Pr_25_71_63_66 | 25 | 71 | 63 | 66 | Polyisocyanurate (PIR) foam boards | ポリイソシアヌレート（PIR）発泡ボード |  | 45-45-65/430 Polyisocyanurate (PIR) foam board; |  | Polyisocyanurate (pir) foam board are described by characteristics such as third party product certification, thermal conductivity (maximum) and cross section. An example use may be within a metal semi-composite panel roofing system.
Pr_25_71_63_67 | 25 | 71 | 63 | 67 | Polyurethane (PUR) foam boards | ポリウレタン（PUR）発泡ボード |  | 45-45-65/440 Polyurethane (PUR) foam board; |  | Polyurethane (pur) foam board are described by characteristics such as third party product certification, thermal conductivity (maximum) and cross section. An example use may be within a metal semi-composite panel roofing system.
Pr_25_71_63_72 | 25 | 71 | 63 | 72 | Recycled plastics deck boards | 再生プラスチックデッキボード |  | 45-45-65/350 Recycled plastics deck boards; |  | Recycled plastics deck boards are described by characteristics such as profile, finished size and features. An example use may be within a boardwalk system.
Pr_25_71_63_81 | 25 | 71 | 63 | 81 | Solid surface resin-based sheets | 固体表面樹脂系シート
Pr_25_71_63_92 | 25 | 71 | 63 | 92 | Unplasticized polyvinyl chloride (PVC-U) deck boards | 可塑化されていないポリ塩化ビニル（PVC-U）デッキボード |  | 45-45-65/340 PVC-U deck boards; |  | Pvc-u deck boards are described by characteristics such as profile, finished size and features. An example use may be within a boardwalk system.
Pr_25_71_63_93 | 25 | 71 | 63 | 93 | Unplasticized polyvinyl chloride (PVC-U) profiled sheets | 可塑化されていないポリ塩化ビニル（PVC-U）プロファイルシート |  | 45-65-60/360 PVC-U profiled sheets; |  | Pvc-u profiled sheets are described by characteristics such as performance requirements, profile and length. An example use may be within a metal profiled sheet roof covering system.
Pr_25_71_94 | 25 | 71 | 94 |  | Veneers and facings | ベニヤとフェーシング |  |  |  | Balancing veneers are described by characteristics such as supplied by, performance criteria and veneer type.
Pr_25_71_94_06 | 25 | 71 | 94 | 06 | Balancing veneers | ベニアのバランスをとる |  | 45-65-95/310 Balancing veneers; |  | Balancing veneers are described by characteristics such as supplied by, performance criteria and veneer type.
Pr_25_71_94_22 | 25 | 71 | 94 | 22 | Decorative continuous laminates (DCL or CPL) | 装飾的な連続ラミネート（DCLまたはCPL） |  | 45-65-95/315 Decorative continuous laminates (DCL or CPL); |  | Decorative continuous laminates (dcl or cpl) are described by characteristics such as performance class, fire rating and finish. An example use may be within an acoustic panel lining system.
Pr_25_71_94_29 | 25 | 71 | 94 | 29 | Fabric facings | ファブリックフェーシング |  | 45-65-95/335 Decorative facings; |  | Decorative facings are described by characteristics such as supplied by, material and colour.
Pr_25_71_94_37 | 25 | 71 | 94 | 37 | High-pressure decorative laminates (HPL or HPDL) | 高圧加飾ラミネート（HPLまたはHPDL） |  | 45-65-95/320 High pressure decorative laminate (HPL or HPDL); |  | High pressure decorative laminate (hpl or hpdl) are described by characteristics such as classification, fire rating and thickness. An example use may be within an acoustic panel lining system.
Pr_25_71_94_46 | 25 | 71 | 94 | 46 | Leather facings | レザーフェーシング |  | 45-65-95/325 Specialist facings; |  | Specialist facings are described by characteristics such as supplied by, material and finish. An example use may be within an acoustic panel lining system.
Pr_25_71_94_51 | 25 | 71 | 94 | 51 | Melamine veneer facings | メラミン単板フェーシング |  | 45-65-95/325 Specialist facings; |  | Specialist facings are described by characteristics such as supplied by, material and finish. An example use may be within an acoustic panel lining system.
Pr_25_71_94_52 | 25 | 71 | 94 | 52 | Metal sheet facings | 金属板張り |  | 45-65-95/325 Specialist facings; |  | Specialist facings are described by characteristics such as supplied by, material and finish. An example use may be within an acoustic panel lining system.
Pr_25_71_94_94 | 25 | 71 | 94 | 94 | Veneer edgings and lippings | ベニヤのエッジングとリップ |  | 45-65-95/330 Edgings and lippings; |  | Edgings and lippings are described by characteristics such as supplied by, edges and material. An example use may be within a duct and wall panel lining system.
Pr_25_71_94_95 | 25 | 71 | 94 | 95 | Vinyl sheet facings | ビニールシートフェーシング |  | 45-65-95/325 Specialist facings; |  | Specialist facings are described by characteristics such as supplied by, material and finish. An example use may be within an acoustic panel lining system.
Pr_25_71_94_98 | 25 | 71 | 94 | 98 | Wood veneers | ウッドベニヤ |  | 45-65-95/305 Wood veneers; |  | Wood veneers are described by characteristics such as supplied by, performance criteria and wood species. An example use may be within an acoustic panel lining system.
Pr_25_71_97 | 25 | 71 | 97 |  | Wood-based boards | 木質ボード |  |  |  | Bitumen impregnated softboard are described by characteristics such as material, grade and density (minimum). An example use may be within a cold-applied liquid external tanking system.
Pr_25_71_97_05 | 25 | 71 | 97 | 05 | Bitumen-impregnated fibreboards | アスファルト含浸繊維板
Pr_25_71_97_07 | 25 | 71 | 97 | 07 | Bitumen-impregnated softboards | ビチューメン含浸ソフトボード |  | 45-45-95/395 Bitumen impregnated softboard; |  | Bitumen impregnated softboard are described by characteristics such as material, grade and density (minimum). An example use may be within a cold-applied liquid external tanking system.
Pr_25_71_97_08 | 25 | 71 | 97 | 08 | Blockboard core plywoods | ブロックボードコア合板 |  | 45-45-95/405 Blockboard core plywood; |  | Blockboard core plywood are described by characteristics such as ce marking, fire rating and voc emissions. An example use may be within a rigid sheet wall lining and casing system.
Pr_25_71_97_12 | 25 | 71 | 97 | 12 | Cement-bonded particleboards | セメント結合パーティクルボード |  | 45-45-95/410 Cement-bonded particleboard; |  | Cement-bonded particleboard are described by characteristics such as standards, performance class and fire rating. An example use may be within a wood-based rigid sheet floating floor system.
Pr_25_71_97_16 | 25 | 71 | 97 | 16 | Corkboards | コルクボード |  | 45-45-95/415 Corkboard; |  | Corkboard are described by characteristics such as third party product certification, thermal conductivity (maximum) and density. An example use may be within a stabilized rammed earth wall system.
Pr_25_71_97_17 | 25 | 71 | 97 | 17 | Cork composite laminate strips and boards | コルク複合ラミネートストリップとボード |  | 45-45-95/310 Cork composite laminate strips and boards; |  | Cork composite laminate strips and boards are described by characteristics such as performance class, voc emissions and finished size. An example use may be within a composite laminate floating floor system.
Pr_25_71_97_21 | 25 | 71 | 97 | 21 | Decorative laminated papers | 装飾ラミネート紙
Pr_25_71_97_22 | 25 | 71 | 97 | 22 | Decorative laminated plastics sheet veneered panels | 装飾的な積層プラスチックシートのベニアパネル |  | 45-45-95/425 Decorative laminated plastics sheet veneered panels; |  | Decorative laminated plastics sheet veneered panels are described by characteristics such as supplied by, class and fire rating. An example use may be within a rigid sheet wall lining and casing system.
Pr_25_71_97_30 | 25 | 71 | 97 | 30 | Fire-retardant plywoods | 難燃性合板
Pr_25_71_97_33 | 25 | 71 | 97 | 33 | General and utility veneer plywoods | 一般およびユーティリティベニア合板 |  | 45-45-95/430 General or utility veneer plywood; |  | General or utility veneer plywood are described by characteristics such as standards, service class and bonding quality. An example use may be within an interlocking tile roofing system.
Pr_25_71_97_34 | 25 | 71 | 97 | 34 | Gypsum-bonded fire protection boards | 石膏接着防火ボード |  | 45-45-95/435 Gypsum bonded wood particle boards and fire protection boards; |  | Gypsum bonded wood particle boards and fire protection boards are described by characteristics such as fire rating, thickness and edges.
Pr_25_71_97_35 | 25 | 71 | 97 | 35 | Gypsum-bonded wood particle boards | 石膏接着木材パーティクルボード |  | 45-45-95/435 Gypsum bonded wood particle boards and fire protection boards; |  | Gypsum bonded wood particle boards and fire protection boards are described by characteristics such as fire rating, thickness and edges.
Pr_25_71_97_36 | 25 | 71 | 97 | 36 | Hardboards | ハードボード |  | 45-45-95/440 Hardboard; |  | Hardboard are described by characteristics such as grade, voc emissions and sheet size. An example use may be within a weatherboarding system.
Pr_25_71_97_37 | 25 | 71 | 97 | 37 | Hardwood deck boards | 広葉樹デッキボード |  | 45-45-95/315 Hardwood deck boards; |  | Hardwood deck boards are described by characteristics such as supplied by, species and profile. An example use may be within a boardwalk system.
Pr_25_71_97_38 | 25 | 71 | 97 | 38 | Hardwood fence boards | 広葉樹フェンスボード
Pr_25_71_97_42 | 25 | 71 | 97 | 42 | Hardwood strips | 広葉樹ストリップ |  | 45-45-95/390 Wood strips and boards; |  | Wood strips and boards are described by characteristics such as supplied by, voc emissions and species. An example use may be within a direct-fixed wood floor system.
Pr_25_71_97_43 | 25 | 71 | 97 | 43 | Hardwood weatherboards | 広葉樹ウェザーボード |  | 45-45-95/325 Hardwood weatherboards; |  | Hardwood weatherboards are described by characteristics such as supplied by, wood species and quality of timber (exposed surfaces). An example use may be within a stabilized rammed earth wall system.
Pr_25_71_97_44 | 25 | 71 | 97 | 44 | Hollow-core particleboards | ホローコアパーティクルボード
Pr_25_71_97_46 | 25 | 71 | 97 | 46 | Laminboard core plywoods | ラミンボードコア合板 |  | 45-45-95/445 Laminboard core plywood; |  | Laminboard core plywood are described by characteristics such as ce marking, fire rating and voc emissions. An example use may be within a rigid sheet wall lining and casing system.
Pr_25_71_97_50 | 25 | 71 | 97 | 50 | Marine plywoods | マリン合板 |  | 45-45-95/450 Marine plywood; |  | Marine plywood are described by characteristics such as voc emissions, edges and thickness. An example use may be within a timber stair or ramp system.
Pr_25_71_97_52 | 25 | 71 | 97 | 52 | Medium boards | 中盤 |  | 45-45-95/455 Medium board; |  | Medium board are described by characteristics such as grade, fire rating and voc emissions. An example use may be within a rigid sheet wall lining and casing system.
Pr_25_71_97_53 | 25 | 71 | 97 | 53 | Medium-density fibreboards | 中密度繊維板 |  | 45-45-95/460 Medium density fibreboard; |  | Medium density fibreboard are described by characteristics such as grade, fire rating and voc emissions. An example use may be within a resilient tile flooring system.
Pr_25_71_97_54 | 25 | 71 | 97 | 54 | Modified wood boards | 変更された木板 |  | 45-45-95/330 Modified wood boards; |  | Modified wood boards are described by characteristics such as voc emissions, wood species and durability. An example use may be within a louvre screen system.
Pr_25_71_97_55 | 25 | 71 | 97 | 55 | Modified wood weather boards | 改造ウッドウェザーボード |  | 45-45-95/332 Modified wood weather boards; |  | Modified wood weather boards are described by characteristics such as reaction to fire classification, release of dangerous substances and water vapour permeability. An example use may be within a weatherboarding system.
Pr_25_71_97_58 | 25 | 71 | 97 | 58 | Oriented strand boards | 配向性ストランドボード |  | 45-45-95/465 Oriented strand board; |  | Oriented strand board are described by characteristics such as standards, grade and fire rating. An example use may be within a timber stair or ramp system.
Pr_25_71_97_60 | 25 | 71 | 97 | 60 | Particleboards | パーティクルボード |  | 45-45-95/470 Particleboard; |  | Particleboard are described by characteristics such as standards, board type and grade. An example use may be within a duct and wall panel lining system.
Pr_25_71_97_65 | 25 | 71 | 97 | 65 | Polymer-coated plywoods | ポリマーコーティング合板
Pr_25_71_97_77 | 25 | 71 | 97 | 77 | Softboards | ソフトボード |  | 45-45-95/475 Softboard; |  | Softboard are described by characteristics such as standards, grade and fire rating. An example use may be within a stabilized rammed earth wall system.
Pr_25_71_97_78 | 25 | 71 | 97 | 78 | Softwood deck boards | 針葉樹デッキボード |  | 45-45-95/335 Softwood deck boards; |  | Softwood deck boards are described by characteristics such as supplied by, species and profile. An example use may be within a boardwalk system.
Pr_25_71_97_79 | 25 | 71 | 97 | 79 | Softwood fence boards | 針葉樹フェンスボード
Pr_25_71_97_83 | 25 | 71 | 97 | 83 | Softwood strips | 針葉樹ストリップ |  | 45-45-95/390 Wood strips and boards; |  | Wood strips and boards are described by characteristics such as supplied by, voc emissions and species. An example use may be within a direct-fixed wood floor system.
Pr_25_71_97_84 | 25 | 71 | 97 | 84 | Softwood weatherboards | 針葉樹ウェザーボード |  | 45-45-95/350 Softwood weatherboards; |  | Softwood weatherboards are described by characteristics such as wood species, quality of timber (exposed surfaces) and profile. An example use may be within a stabilized rammed earth wall system.
Pr_25_71_97_85 | 25 | 71 | 97 | 85 | Specialist veneer plywoods | スペシャリストベニヤ合板 |  | 45-45-95/480 Specialist veneer plywood; |  | Specialist veneer plywood are described by characteristics such as standards, characteristics and material. An example use may be within a timber stair or ramp system.
Pr_25_71_97_86 | 25 | 71 | 97 | 86 | Structural veneer plywoods | 構造ベニヤ合板 |  | 45-45-95/485 Structural veneer plywood; |  | Structural veneer plywood are described by characteristics such as standards, material grade and service class. An example use may be within a timber stair or ramp system.
Pr_25_71_97_87 | 25 | 71 | 97 | 87 | Timber floorboards | 木材床板 |  | 45-45-95/355 Timber floor boards; |  | Timber floor boards are described by characteristics such as supplied by, standards and quality. An example use may be within a direct-fixed wood floor system.
Pr_25_71_97_88 | 25 | 71 | 97 | 88 | Timber lining boards | 木材ライニングボード |  | 45-45-95/360 Timber lining boards; |  | Timber lining boards are described by characteristics such as supplied by, species and quality. An example use may be within a timber board casing system.
Pr_25_71_97_89 | 25 | 71 | 97 | 89 | Timber sarking boards | 木材サーキングボード |  | 45-45-95/365 Timber sarking boards; |  | Timber sarking boards are described by characteristics such as supplied by, criteria and species. An example use may be within a pitched board roof sarking system.
Pr_25_71_97_91 | 25 | 71 | 97 | 91 | Visual grade general veneer plywoods | 視覚的な等級の一般的なベニヤの合板 |  | 45-45-95/487 Visual grade general veneer plywood; |  | Visual grade general veneer plywood are described by characteristics such as standards, material grade and service class. An example use may be within a rigid sheet wall lining and casing system.
Pr_25_71_97_92 | 25 | 71 | 97 | 92 | Wood fibre boards | ウッドファイバーボード
Pr_25_71_97_93 | 25 | 71 | 97 | 93 | Wood laminate strips and boards | ウッドラミネートストリップとボード |  | 45-45-95/370 Wood laminate strips and boards; |  | Wood laminate strips and boards are described by characteristics such as voc emissions, wearing layer wood species and quality. An example use may be within a direct-fixed wood floor system.
Pr_25_71_97_94 | 25 | 71 | 97 | 94 | Wood-plastics composite deck boards | 木質プラスチック複合デッキボード |  | 45-45-95/385 Wood plastics composite deck boards; |  | Wood plastics composite deck boards are described by characteristics such as profile, finished size and features. An example use may be within a boardwalk system.
Pr_25_71_97_95 | 25 | 71 | 97 | 95 | Wood-plastics composite weatherboards | 木材プラスチック複合ウェザーボード |  | 45-45-95/375 Wood-plastics composite weatherboards; |  | Wood-plastics composite weatherboards are described by characteristics such as profile, finished size and surface texture. An example use may be within a weatherboarding system.
Pr_25_71_97_97 | 25 | 71 | 97 | 97 | Wood-wool boards | ウッドウールボード |  | 45-45-95/495 Wood wool board; |  | Wood wool board are described by characteristics such as thermal conductivity (maximum), thickness and recycled content. An example use may be within a rigid sheet wall lining and casing system.
Pr_25_71_97_98 | 25 | 71 | 97 | 98 | Wood-resin composite weatherboards | 木樹脂複合ウェザーボード |  | 45-45-95/380 Wood-resin composite weatherboards; |  | Wood-resin composite weatherboards are described by characteristics such as profile, finished size and finish as delivered. An example use may be within a weatherboarding system.
Pr_25_80 | 25 | 80 |  |  | Smoke and fire control products | 煙と火の制御製品
Pr_25_80_79 | 25 | 80 | 79 |  | Smoke and fire barriers | 煙と火の障壁 |  |  |  | Standard active smoke barriers are described by characteristics such as category, classification categories and material. An example use may be within a smoke and heat exhaust ventilation system.
Pr_25_80_79_01 | 25 | 80 | 79 | 01 | Active smoke barriers | アクティブな煙バリア |  | 90-45-80/320 Standard active smoke barriers; |  | Standard active smoke barriers are described by characteristics such as category, classification categories and material. An example use may be within a smoke and heat exhaust ventilation system.
Pr_25_80_79_03 | 25 | 80 | 79 | 03 | Angled active fire curtain barriers | 角度付きアクティブファイアカーテンバリア |  | 90-45-80/380 Angled active fire curtain barriers; |  | Angled active fire curtain barriers are described by characteristics such as standards, size and performance. An example use may be within a fire curtain barrier systems.
Pr_25_80_79_14 | 25 | 80 | 79 | 14 | Concertina fire curtains | コンサーティーナ防火カーテン
Pr_25_80_79_15 | 25 | 80 | 79 | 15 | Concertina smoke curtains | コンサーティーナの煙のカーテン
Pr_25_80_79_37 | 25 | 80 | 79 | 37 | High temperature active smoke barriers | 高温アクティブ煙バリア |  | 90-45-80/330 High temperature active smoke barriers; |  | High temperature active smoke barriers are described by characteristics such as category, classification categories and material. An example use may be within a smoke and heat exhaust ventilation system.
Pr_25_80_79_38 | 25 | 80 | 79 | 38 | Horizontal active fire curtain barriers | 水平アクティブ防火柵 |  | 90-45-80/385 Horizontal active fire curtain barriers; |  | Horizontal active fire curtain barriers are described by characteristics such as standards, size and performance. An example use may be within a fire curtain barrier systems.
Pr_25_80_79_39 | 25 | 80 | 79 | 39 | Horizontal smoke curtains | 水平煙幕
Pr_25_80_79_86 | 25 | 80 | 79 | 86 | Static smoke barriers | 静的煙バリア |  | 90-45-80/310 Static smoke barriers; |  | Static smoke barriers are described by characteristics such as classification categories and form. An example use may be within a smoke and heat exhaust ventilation system.
Pr_25_80_79_94 | 25 | 80 | 79 | 94 | Vertical active fire curtain barriers | 垂直アクティブ防火柵 |  | 90-45-80/390 Vertical active fire curtain barriers; |  | Vertical active fire curtain barriers are described by characteristics such as standards, size and performance. An example use may be within a fire curtain barrier systems.
Pr_25_80_79_95 | 25 | 80 | 79 | 95 | Vertical smoke curtains | 垂直煙幕
Pr_25_80_79_96 | 25 | 80 | 79 | 96 | Vertical smoke strip curtains | 垂直煙幕カーテン
Pr_25_80_80 | 25 | 80 | 80 |  | Smoke and fire cavity barriers | 煙と火の空洞障壁 |  |  |  | Coated woven glass fibre cloth flexible cavity barriers are described by characteristics such as fire resistance rating and thickness. An example use may be within a board suspended ceiling system.
Pr_25_80_80_14 | 25 | 80 | 80 | 14 | Coated woven glass fibre cloth flexible cavity barriers | コーティングされた織りガラス繊維布フレキシブルキャビティバリア |  | 45-45-70/445 Coated woven glass fibre cloth flexible cavity barriers; |  | Coated woven glass fibre cloth flexible cavity barriers are described by characteristics such as fire resistance rating and thickness. An example use may be within a board suspended ceiling system.
Pr_25_80_80_30 | 25 | 80 | 80 | 30 | Fire insulating caps | 防火キャップ |  | 45-45-70/430 Fire insulating caps; |  | Fire insulating caps are described by characteristics such as form and colour. An example use may be within an intumescent casting system.
Pr_25_80_80_42 | 25 | 80 | 80 | 42 | Intumescent coated foil mesh flexible cavity barriers | 膨張性コーティングされたホイルメッシュの柔軟なキャビティバリア |  | 45-45-70/460 Intumescent coated foil mesh flexible cavity barriers; |  | Intumescent coated foil mesh flexible cavity barriers are described by characteristics such as fire resistance rating, properties and free air provision. An example use may be within a board suspended ceiling system.
Pr_25_80_80_43 | 25 | 80 | 80 | 43 | Intumescent sheet cavity barriers | 膨張性シート空洞バリア |  | 45-45-70/470 Intumescent sheet cavity barriers; |  | Intumescent sheet cavity barriers are described by characteristics such as fire performance, properties and depth.
Pr_25_80_80_44 | 25 | 80 | 80 | 44 | Intumescent sleeved mineral wool cavity fire barriers | 膨張性スリーブ付きミネラルウール空洞防火壁 |  | 45-45-70/475 Intumescent sleeved mineral wool cavity fire barriers; |  | Intumescent sleeved mineral wool cavity fire barriers are described by characteristics such as fire performance, material and thickness. An example use may be within an external wall sheathing system.
Pr_25_80_80_51 | 25 | 80 | 80 | 51 | Mineral wool wire-reinforced mattress cavity barriers | ミネラルウールワイヤーで補強されたマットレスの空洞バリア |  | 45-45-70/440 Mineral wool wire reinforced mattress cavity barriers; |  | Mineral wool wire reinforced mattress cavity barriers are described by characteristics such as fire resistance rating, thickness (minimum) and facing. An example use may be within a board suspended ceiling system.
Pr_25_80_80_79 | 25 | 80 | 80 | 79 | Sleeved mineral wool cavity barriers | スリーブ付きミネラルウールキャビティバリア |  | 45-45-70/465 Sleeved mineral wool small cavity barriers; |  | Sleeved mineral wool small cavity barriers are described by characteristics such as sleeves, fire resistance rating and depth. An example use may be within a pressure equalized rainscreen cladding system.
Pr_25_80_80_82 | 25 | 80 | 80 | 82 | Sprayed mineral coated wire mesh flexible cavity barriers | スプレーされたミネラルコーティングワイヤメッシュの柔軟なキャビティバリア |  | 45-45-70/455 Sprayed mineral coated wire mesh flexible cavity barriers; |  | Sprayed mineral coated wire mesh flexible cavity barriers are described by characteristics such as fire resistance rating and thickness. An example use may be within a board suspended ceiling system.
Pr_25_80_80_96 | 25 | 80 | 80 | 96 | Wired mineral wool batt flexible cavity barriers | ワイヤードミネラルウールバットフレキシブルキャビティバリア |  | 45-45-70/450 Wired mineral wool batt flexible cavity barriers; |  | Wired mineral wool batt flexible cavity barriers are described by characteristics such as wool type, fire resistance rating and thickness (minimum). An example use may be within a soffit lining and beam casing system.
Pr_25_80_81 | 25 | 80 | 81 |  | Smoke and fire-stopping | 防火と防炎 |  |  |  | Ceramic fibre fire protection are described by characteristics such as fire resistance rating, thickness and covering. An example use may be within an insulated plinth system.
Pr_25_80_81_12 | 25 | 80 | 81 | 12 | Ceramic fibre fire-stopping | セラミックファイバー防火 |  | 45-45-70/425 Ceramic fibre fire protection; |  | Ceramic fibre fire protection are described by characteristics such as fire resistance rating, thickness and covering. An example use may be within an insulated plinth system.
Pr_25_80_81_29 | 25 | 80 | 81 | 29 | Flexible intumescent gap seals | 柔軟な膨張ギャップシール |  | 45-45-70/433 Flexible intumescent gap sealer; |  | Flexible intumescent gap sealer are described by characteristics such as size. An example use may be within an above ground wastewater drainage system with external stacks.
Pr_25_80_81_34 | 25 | 80 | 81 | 34 | Glass oxide fire-stopping | ガラス酸化物防火
Pr_25_80_81_42 | 25 | 80 | 81 | 42 | Intumescent linear gap seals | 膨張性線形ギャップシール
Pr_25_80_81_43 | 25 | 80 | 81 | 43 | Intumescent pillows | 膨張性枕 |  | 45-45-70/435 Intumescent pillows; |  | Intumescent pillows are described by characteristics such as composition, integral reinforced eyelets and size. An example use may be within a soffit lining and beam casing system.
Pr_25_80_81_44 | 25 | 80 | 81 | 44 | Intumescent trunking pillows | 膨張性トランキング枕 |  | 90-55-10/475 Intumescent trunking pillows; |  | Intumescent trunking pillows are described by characteristics such as third-party certification and size. An example use may be within a cooling systems control.
Pr_25_80_81_45 | 25 | 80 | 81 | 45 | Intumescent trunking pads | 膨張性トランキングパッド |  | 90-55-10/470 Intumescent trunking pads; |  | Intumescent trunking pads are described by characteristics such as third-party certification, size and fixing. An example use may be within a cooling systems control.
Pr_25_80_81_51 | 25 | 80 | 81 | 51 | Mineral wool fire-stopping | ミネラルウール消火 |  | 45-45-70/427 Mineral wool fire stopping; |  | Mineral wool fire stopping are described by characteristics such as recycled content and material. An example use may be within an insulated plinth system.
Pr_25_93 | 25 | 93 |  |  | Unit skin products | ユニットスキン製品
Pr_25_93_45 | 25 | 93 | 45 |  | Kerb units | 縁石単位 |  |  |  | Precast concrete kerbs are described by characteristics such as physical properties. An example use may be within a light duty kerb system.
Pr_25_93_45_05 | 25 | 93 | 45 | 05 | Asphalt kerbs | アスファルト縁石
Pr_25_93_45_18 | 25 | 93 | 45 | 18 | Concrete kerbs | コンクリート縁石 |  | 45-20-64/370 Precast concrete kerbs; |  | Precast concrete kerbs are described by characteristics such as physical properties. An example use may be within a light duty kerb system.
Pr_25_93_45_21 | 25 | 93 | 45 | 21 | Concrete safety kerbs | コンクリート安全縁石 |  | 45-20-64/385 Precast concrete safety kerbs; |  | Precast concrete safety kerbs are described by characteristics such as physical properties. An example use may be within a traffic kerb system.
Pr_25_93_45_24 | 25 | 93 | 45 | 24 | Concrete transition and dropper kerbs | 具体的な移行とドロッパー縁石 |  | 45-20-64/380 Precast concrete transition and dropper kerbs; |  | Precast concrete transition and dropper kerbs are described by characteristics such as physical properties. An example use may be within a light duty kerb system.
Pr_25_93_45_26 | 25 | 93 | 45 | 26 | Conservation kerbs | 保全縁石
Pr_25_93_45_56 | 25 | 93 | 45 | 56 | Natural stone kerbs | 天然石縁石 |  | 45-20-64/315 Natural stone kerb units; |  | Natural stone kerb units are described by characteristics such as supplied by, denomination and physical properties. An example use may be within a light duty kerb system.
Pr_25_93_45_60 | 25 | 93 | 45 | 60 | Pin kerbs | ピン縁石
Pr_25_93_45_62 | 25 | 93 | 45 | 62 | Plastics kerbs | プラスチック縁石 |  | 45-20-64/430 Polymer kerbs; |  | Polymer kerbs are described by characteristics such as physical properties and recycled content (minimum). An example use may be within a light duty kerb system.
Pr_25_93_45_90 | 25 | 93 | 45 | 90 | Transition kerbs | 移行縁石
Pr_25_93_47 | 25 | 93 | 47 |  | Level crossing surfacing products | 踏切の表面処理製品 |  |  |  | Embedded rail modular precast concrete level crossing unit are described by characteristics such as network rail classification, crossing length and rail track characteristics.
Pr_25_93_47_27 | 25 | 93 | 47 | 27 | Embedded rail modular concrete level crossing units | 埋め込み式レールモジュール式コンクリート踏切ユニット |  | 45-20-50/310 Embedded rail modular precast concrete level crossing unit; |  | Embedded rail modular precast concrete level crossing unit are described by characteristics such as network rail classification, crossing length and rail track characteristics.
Pr_25_93_47_52 | 25 | 93 | 47 | 52 | Modular panel level crossings | モジュラーパネル踏切 |  | 45-20-50/305 Modular panel level crossing; |  | Modular panel level crossing are described by characteristics such as type of crossing, network rail classification and crossing location.
Pr_25_93_50 | 25 | 93 | 50 |  | Masonry capping and coping units | 石積みのキャッピングとコーピングユニット
Pr_25_93_50_10 | 25 | 93 | 50 | 10 | Calcium silicate capping units | ケイ酸カルシウムキャッピングユニット
Pr_25_93_50_11 | 25 | 93 | 50 | 11 | Calcium silicate coping units | ケイ酸カルシウム対応ユニット
Pr_25_93_50_13 | 25 | 93 | 50 | 13 | Cast stone capping units | 石材キャッピングユニット |  | 45-25-75/344 Cast stone capping units; |  | Cast stone capping units are described by characteristics such as appearance, form and capping type. An example use may be within a masonry external leaf system.
Pr_25_93_50_14 | 25 | 93 | 50 | 14 | Cast stone coping units | キャストストーンコーピングユニット |  | 45-25-75/314 Cast stone coping units;
Pr_25_93_50_16 | 25 | 93 | 50 | 16 | Clay brick capping units | 粘土レンガキャッピングユニット |  | 45-25-75/352 Clay brick capping units; |  | Clay brick capping units are described by characteristics such as standards, brick type and appearance. An example use may be within a masonry external leaf system.
Pr_25_93_50_17 | 25 | 93 | 50 | 17 | Clay brick coping units | 粘土レンガ用コーピングユニット |  | 45-25-75/322 Clay brick coping units;
Pr_25_93_50_19 | 25 | 93 | 50 | 19 | Clayware capping units | クレイウェアキャッピングユニット |  | 45-25-75/340 Clayware capping units;
Pr_25_93_50_20 | 25 | 93 | 50 | 20 | Clayware coping units | 粘土器対応ユニット |  | 45-25-75/310 Clayware coping units; |  | Clayware coping units are described by characteristics such as material, appearance and durability. An example use may be within a masonry external leaf system.
Pr_25_93_50_22 | 25 | 93 | 50 | 22 | Concrete capping units | コンクリートキャッピングユニット |  | 45-25-75/342 Precast concrete capping units; |  | Precast concrete capping units are described by characteristics such as appearance, capping type and dimensions. An example use may be within a masonry external leaf system.
Pr_25_93_50_23 | 25 | 93 | 50 | 23 | Concrete coping units | コンクリートコーピングユニット |  | 45-25-75/312 Precast concrete coping units; |  | Precast concrete coping units are described by characteristics such as appearance, coping type and dimensions. An example use may be within a masonry external leaf system.
Pr_25_93_50_34 | 25 | 93 | 50 | 34 | Glass-reinforced concrete (GRC) coping units | ガラス補強コンクリート（GRC）対処ユニット |  | 45-25-75/324 Glass fibre reinforced concrete (GRC) copings; |  | Glass fibre reinforced concrete (grc) copings are described by characteristics such as production method, guide mix design and configuration. An example use may be within a glass fibre reinforced concrete (grc) cladding system.
Pr_25_93_50_55 | 25 | 93 | 50 | 55 | Natural stone capping units | 天然石キャッピングユニット |  | 45-25-75/348 Natural stone capping units; |  | Natural stone capping units are described by characteristics such as supplier, appearance and denomination. An example use may be within a masonry external leaf system.
Pr_25_93_50_56 | 25 | 93 | 50 | 56 | Natural stone coping units | 天然石対応ユニット |  | 45-25-75/318 Natural stone coping units; |  | Natural stone coping units are described by characteristics such as supplier, appearance and denomination. An example use may be within a masonry external leaf system.
Pr_25_93_50_76 | 25 | 93 | 50 | 76 | Slate capping units | スレートキャッピングユニット |  | 45-25-75/346 Slate capping units; |  | Slate capping units are described by characteristics such as supplier, appearance and denomination. An example use may be within a masonry external leaf system.
Pr_25_93_50_77 | 25 | 93 | 50 | 77 | Slate coping units | スレート対応ユニット |  | 45-25-75/316 Slate coping units; |  | Slate coping units are described by characteristics such as supplied by, appearance and denomination. An example use may be within a masonry external leaf system.
Pr_25_93_51 | 25 | 93 | 51 |  | Masonry dressing units | 石積みドレッシングユニット |  |  |  | Glass fibre reinforced concrete (grc) gable vents are described by characteristics such as production method, guide mix design and dimensions. An example use may be within a masonry internal leaf system.
Pr_25_93_51_35 | 25 | 93 | 51 | 35 | Glass-reinforced concrete (GRC) built-in gable vents | ガラス鉄筋コンクリート（GRC）のビルトインゲーブルベント |  | 45-80-50/417 Glass fibre reinforced concrete (GRC) gable vents; |  | Glass fibre reinforced concrete (grc) gable vents are described by characteristics such as production method, guide mix design and dimensions. An example use may be within a masonry internal leaf system.
Pr_25_93_51_36 | 25 | 93 | 51 | 36 | Glass-reinforced concrete (GRC) built-in keystones | ガラス補強コンクリート（GRC）内蔵キーストーン |  | 45-80-50/415 Glass fibre reinforced concrete (GRC) clip over keystones; |  | Glass fibre reinforced concrete (grc) clip over keystones are described by characteristics such as production method, guide mix design and dimensions. An example use may be within a masonry internal leaf system.
Pr_25_93_51_37 | 25 | 93 | 51 | 37 | Glass-reinforced concrete (GRC) built-in plinths and string courses | ガラス補強コンクリート（GRC）の組み込み台座とストリングコース |  | 45-80-50/421 Glass fibre reinforced concrete (GRC) plinths and string courses; |  | Glass fibre reinforced concrete (grc) plinths and string courses are described by characteristics such as production method, guide mix design and type of unit. An example use may be within a masonry internal leaf system.
Pr_25_93_51_38 | 25 | 93 | 51 | 38 | Glass-reinforced concrete (GRC) built-in quoins | ガラス補強コンクリート（GRC）ビルトインクオイン |  | 45-80-50/423 Glass fibre reinforced concrete (GRC) quoins; |  | Glass fibre reinforced concrete (grc) quoins are described by characteristics such as production method, quoin type and guide mix design. An example use may be within a masonry internal leaf system.
Pr_25_93_51_39 | 25 | 93 | 51 | 39 | Glass-reinforced concrete (GRC) dressing gable vents | ガラス補強コンクリート（GRC）ドレッシング切妻ベント
Pr_25_93_51_40 | 25 | 93 | 51 | 40 | Glass-reinforced concrete (GRC) dressing keystones | ガラス補強コンクリート（GRC）ドレッシングキーストーン |  | 45-75-30/380 Glass fibre reinforced concrete (GRC) keystones; |  | Glass fibre reinforced concrete (grc) keystones are described by characteristics such as production method, guide mix design and dimensions. An example use may be within a glass fibre reinforced concrete (grc) cladding system.
Pr_25_93_51_41 | 25 | 93 | 51 | 41 | Glass-reinforced concrete (GRC) dressing plinths and string courses | ガラス補強コンクリート（GRC）ドレッシング台座とストリングコース |  | 45-75-30/390 Glass fibre reinforced concrete (GRC) plinths and string courses; |  | Glass fibre reinforced concrete (grc) plinths and string courses are described by characteristics such as production method, guide mix design and type of unit. An example use may be within a glass fibre reinforced concrete (grc) cladding system.
Pr_25_93_51_42 | 25 | 93 | 51 | 42 | Glass-reinforced concrete (GRC) dressing quoins | ガラス強化コンクリート（GRC）ドレッシングクオイン |  | 45-75-30/395 Glass fibre reinforced concrete (GRC) quoins; |  | Glass fibre reinforced concrete (grc) quoins are described by characteristics such as production method, quoin type and guide mix design. An example use may be within a glass fibre reinforced concrete (grc) cladding system.
Pr_25_93_51_56 | 25 | 93 | 51 | 56 | Natural stone cornices | 天然石コーニス
Pr_25_93_51_57 | 25 | 93 | 51 | 57 | Natural stone dentils | 天然石歯
Pr_25_93_51_58 | 25 | 93 | 51 | 58 | Natural stone quoins | 天然石クオイン
Pr_25_93_52 | 25 | 93 | 52 |  | Masonry openings units | 石積みの開口部ユニット |  |  |  | Cast stone sills are described by characteristics such as dimensions and finish and colour. An example use may be within a stabilized rammed earth wall system.
Pr_25_93_52_11 | 25 | 93 | 52 | 11 | Calcium silicate sills | ケイ酸カルシウム敷居
Pr_25_93_52_12 | 25 | 93 | 52 | 12 | Cast stone sills | 石敷居 |  | 45-25-75/374 Cast stone sills; |  | Cast stone sills are described by characteristics such as dimensions and finish and colour. An example use may be within a stabilized rammed earth wall system.
Pr_25_93_52_13 | 25 | 93 | 52 | 13 | Clay brick sills | 粘土レンガ敷居 |  | 45-25-75/382 Clay brick sills; |  | Clay brick sills are described by characteristics such as brick type, appearance and configuration. An example use may be within a masonry external leaf system.
Pr_25_93_52_14 | 25 | 93 | 52 | 14 | Clayware sills | 土器敷居 |  | 45-25-75/370 Clayware sills; |  | Clayware sills are described by characteristics such as material, finish and dimensions. An example use may be within a stabilized rammed earth wall system.
Pr_25_93_52_15 | 25 | 93 | 52 | 15 | Concrete sills | コンクリート敷居 |  | 45-25-75/372 Precast concrete sills; |  | Precast concrete sills are described by characteristics such as dimensions and finish. An example use may be within a stabilized rammed earth wall system.
Pr_25_93_52_28 | 25 | 93 | 52 | 28 | External extension sills | 外部拡張シル |  | 45-25-75/410 External extension sills; |  | External extension sills are described by characteristics such as material, finish and section size. An example use may be within a window walling system.
Pr_25_93_52_33 | 25 | 93 | 52 | 33 | Glass-reinforced concrete (GRC) bay window sills | ガラス強化コンクリート（GRC）出窓枠 |  | 45-25-75/384 Glass fibre reinforced concrete (GRC) bay window sills; |  | Glass fibre reinforced concrete (grc) bay window sills are described by characteristics such as production method, guide mix design and configuration. An example use may be within a masonry external leaf system.
Pr_25_93_52_34 | 25 | 93 | 52 | 34 | Glass-reinforced concrete (GRC) door canopies | ガラス補強コンクリート（GRC）ドアキャノピー |  | 45-75-30/365 Glass fibre reinforced concrete (GRC) door canopies; |  | Glass fibre reinforced concrete (grc) door canopies are described by characteristics such as production method, guide mix design and dimensions. An example use may be within a glass fibre reinforced concrete (grc) cladding system.
Pr_25_93_52_35 | 25 | 93 | 52 | 35 | Glass-reinforced concrete (GRC) door surrounds | ガラス補強コンクリート（GRC）ドアサラウンド |  | 45-75-30/370 Glass fibre reinforced concrete (GRC) door surrounds; |  | Glass fibre reinforced concrete (grc) door surrounds are described by characteristics such as production method, guide mix design and dimensions. An example use may be within a glass fibre reinforced concrete (grc) cladding system.
Pr_25_93_52_36 | 25 | 93 | 52 | 36 | Glass-reinforced concrete (GRC) sills | ガラス補強コンクリート（GRC）敷居 |  | 45-25-75/385 Glass fibre reinforced concrete (GRC) sills; |  | Glass fibre reinforced concrete (grc) sills are described by characteristics such as production method, guide mix design and configuration. An example use may be within a masonry external leaf system.
Pr_25_93_52_37 | 25 | 93 | 52 | 37 | Glass-reinforced concrete (GRC) fireplace and hearth surrounds | ガラス補強コンクリート（GRC）暖炉と囲炉裏 |  | 45-75-30/375 Glass fibre reinforced concrete (GRC) fireplace surrounds and hearths; |  | Glass fibre reinforced concrete (grc) fireplace surrounds and hearths are described by characteristics such as production method, guide mix design and dimensions. An example use may be within a glass fibre reinforced concrete (grc) cladding system.
Pr_25_93_52_56 | 25 | 93 | 52 | 56 | Natural stone sills | 天然石敷居 |  | 45-25-75/378 Natural stone sills; |  | Natural stone sills are described by characteristics such as supplier, denomination and dimensions. An example use may be within a stabilized rammed earth wall system.
Pr_25_93_52_76 | 25 | 93 | 52 | 76 | Slate sills | スレート敷居 |  | 45-25-75/376 Slate sills; |  | Slate sills are described by characteristics such as supplier, appearance and denomination. An example use may be within a masonry external leaf system.
Pr_25_93_54 | 25 | 93 | 54 |  | Metal capping and coping units | 金属キャッピングおよびコーピングユニット |  |  |  | Aluminium capping units are described by characteristics such as material, finish and material thickness (minimum). An example use may be within a masonry leaf system.
Pr_25_93_54_02 | 25 | 93 | 54 | 02 | Aluminium capping units | アルミキャッピングユニット |  | 45-25-75/356 Aluminium capping units; |  | Aluminium capping units are described by characteristics such as material, finish and material thickness (minimum). An example use may be within a masonry leaf system.
Pr_25_93_54_03 | 25 | 93 | 54 | 03 | Aluminium coping units | アルミコーピングユニット |  | 45-25-75/326 Aluminium coping units; |  | Aluminium coping units are described by characteristics such as material, finish and material thickness (minimum). An example use may be within a masonry leaf system.
Pr_25_93_54_11 | 25 | 93 | 54 | 11 | Carbon steel capping units | 炭素鋼キャッピングユニット
Pr_25_93_54_12 | 25 | 93 | 54 | 12 | Carbon steel coping units | 炭素鋼対処ユニット
Pr_25_93_54_15 | 25 | 93 | 54 | 15 | Copper capping units | 銅キャッピングユニット
Pr_25_93_54_16 | 25 | 93 | 54 | 16 | Copper coping units | 銅対処ユニット
Pr_25_93_54_46 | 25 | 93 | 54 | 46 | Lead capping units | 鉛キャッピングユニット
Pr_25_93_54_47 | 25 | 93 | 54 | 47 | Lead coping units | リードコーピングユニット
Pr_25_93_54_84 | 25 | 93 | 54 | 84 | Stainless steel capping units | ステンレス鋼のキャッピングユニット
Pr_25_93_54_85 | 25 | 93 | 54 | 85 | Stainless steel coping units | ステンレス鋼コーピングユニット
Pr_25_93_54_98 | 25 | 93 | 54 | 98 | Zinc capping units | 亜鉛キャッピングユニット
Pr_25_93_54_99 | 25 | 93 | 54 | 99 | Zinc coping units | 亜鉛対応ユニット
Pr_25_93_55 | 25 | 93 | 55 |  | Metal sills | メタルシル |  |  |  | Steel sills are described by characteristics such as rust protection and finishing colour coating. An example use may be within a window walling system.
Pr_25_93_55_84 | 25 | 93 | 55 | 84 | Steel sills | スチール製敷居 |  | 45-25-75/400 Steel sills; |  | Steel sills are described by characteristics such as rust protection and finishing colour coating. An example use may be within a window walling system.
Pr_25_93_60 | 25 | 93 | 60 |  | Paving units | 舗装ユニット |  |  |  | Clay pavers are described by characteristics such as physical properties. An example use may be within a demarcation paving system.
Pr_25_93_60_02 | 25 | 93 | 60 | 02 | Aluminium edges | アルミエッジ
Pr_25_93_60_08 | 25 | 93 | 60 | 08 | Blister tactile pavers | ブリスター触覚ペーバー
Pr_25_93_60_09 | 25 | 93 | 60 | 09 | Clay pavers | クレイペーバー |  | 45-20-64/340 Clay pavers; |  | Clay pavers are described by characteristics such as physical properties. An example use may be within a demarcation paving system.
Pr_25_93_60_10 | 25 | 93 | 60 | 10 | Clay paving tiles | 粘土舗装タイル |  | 45-20-64/345 Paving tiles; |  | Paving tiles are described by characteristics such as tile material, recycled content and colour. An example use may be within a single layer cold roof covering system.
Pr_25_93_60_11 | 25 | 93 | 60 | 11 | Clay surface channels | 粘土表面チャネル |  | 45-20-64/335 Clay surface channels; |  | Clay surface channels are described by characteristics such as physical properties. An example use may be within a single unit surface drainage channel system.
Pr_25_93_60_12 | 25 | 93 | 60 | 12 | Combined drainage and kerb units | 排水と縁石を組み合わせたユニット |  | 90-05-20/420 Combined drainage and kerb units; |  | Combined drainage and kerb units are described by characteristics such as material, form and load class (minimum). An example use may be within a below ground combined gravity drainage pipeline system.
Pr_25_93_60_13 | 25 | 93 | 60 | 13 | Concrete cellular pavers | コンクリートの細胞舗装 |  | 45-20-64/390 Precast concrete cellular pavers; |  | Precast concrete cellular pavers are described by characteristics such as physical properties, load carrying capacity (minimum) and recycled content (minimum). An example use may be within a cellular gravel-filled paving system.
Pr_25_93_60_14 | 25 | 93 | 60 | 14 | Concrete surface channels | コンクリート表面チャネル |  | 45-20-64/360 Precast concrete surface channels; |  | Precast concrete surface channels are described by characteristics such as physical properties. An example use may be within a single unit surface drainage channel system.
Pr_25_93_60_15 | 25 | 93 | 60 | 15 | Concrete edging units | コンクリートエッジングユニット |  | 45-20-64/365 Precast concrete edgings; |  | Precast concrete edgings are described by characteristics such as physical properties. An example use may be within a demarcation paving system.
Pr_25_93_60_16 | 25 | 93 | 60 | 16 | Concrete flags | コンクリートフラグ |  | 45-20-64/395 Precast concrete flags; |  | Precast concrete flags are described by characteristics such as physical properties. An example use may be within a single layer cold roof covering system.
Pr_25_93_60_17 | 25 | 93 | 60 | 17 | Concrete paving blocks | コンクリート舗装ブロック |  | 45-20-64/400 Precast concrete paving blocks; |  | Precast concrete paving blocks are described by characteristics such as physical properties. An example use may be within a small unit paving overlay system.
Pr_25_93_60_19 | 25 | 93 | 60 | 19 | Concrete pavers | コンクリート舗装 |  | 45-20-64/400 Precast concrete paving blocks; |  | Precast concrete paving blocks are described by characteristics such as physical properties. An example use may be within a small unit paving overlay system.
Pr_25_93_60_20 | 25 | 93 | 60 | 20 | Concrete quadrant and angle kerbs | コンクリート象限と角縁石 |  | 45-20-64/375 Precast concrete quadrant and angle kerbs; |  | Precast concrete quadrant and angle kerbs are described by characteristics such as physical properties. An example use may be within a light duty kerb system.
Pr_25_93_60_22 | 25 | 93 | 60 | 22 | Concrete setts | コンクリート敷石 |  | 45-20-64/410 Precast concrete setts; |  | Precast concrete setts are described by characteristics such as physical properties and recycled content (minimum). An example use may be within a demarcation paving system.
Pr_25_93_60_23 | 25 | 93 | 60 | 23 | Concrete tactile flags | コンクリート触覚フラグ |  | 45-20-64/425 Precast concrete tactile flags; |  | Precast concrete tactile flags are described by characteristics such as physical properties. An example use may be within a permeable flag and slab paving system.
Pr_25_93_60_26 | 25 | 93 | 60 | 26 | Corduroy tactile pavers | コーデュロイ触覚ペーバー
Pr_25_93_60_33 | 25 | 93 | 60 | 33 | Glass-reinforced concrete (GRC) paving tiles | ガラス補強コンクリート（GRC）舗装タイル
Pr_25_93_60_52 | 25 | 93 | 60 | 52 | Natural stone blocks | 天然石ブロック
Pr_25_93_60_53 | 25 | 93 | 60 | 53 | Natural stone flags | 天然石フラグ
Pr_25_93_60_54 | 25 | 93 | 60 | 54 | Natural stone cobbles | 天然石玉石 |  | 45-20-64/310 Natural stone cobbles; |  | Natural stone cobbles are described by characteristics such as supplied by, source and cobbles. An example use may be within an informal pond system.
Pr_25_93_60_55 | 25 | 93 | 60 | 55 | Natural stone surface channels | 天然石の表面チャネル |  | 45-20-64/311 Natural stone surface channels; |  | Natural stone surface channels are described by characteristics such as supplied by, stone denomination and physical properties. An example use may be within a single unit surface drainage channel system.
Pr_25_93_60_57 | 25 | 93 | 60 | 57 | Natural stone setts | 天然石敷石 |  | 45-20-64/320 Natural stone setts; |  | Natural stone setts are described by characteristics such as supplied by, stone denomination and physical properties. An example use may be within an informal pond system.
Pr_25_93_60_58 | 25 | 93 | 60 | 58 | Natural stone paving slabs | 天然石舗装スラブ |  | 45-20-64/325 Natural stone slabs; |  | Natural stone slabs are described by characteristics such as supplied by, stone denomination and physical properties. An example use may be within a raised formal pond system.
Pr_25_93_60_59 | 25 | 93 | 60 | 59 | Natural stone tactile pavers | 天然石触覚ペーバー |  | 45-20-64/330 Natural stone tactile pavers; |  | Natural stone tactile pavers are described by characteristics such as supplied by, stone denomination and physical properties. An example use may be within a permeable flag and slab paving system.
Pr_25_93_60_61 | 25 | 93 | 60 | 61 | Plastics cellular pavers | プラスチック製セルラーペーバー |  | 45-20-64/440 Polymer cellular pavers; |  | Polymer cellular pavers are described by characteristics such as physical properties, load carrying capacity (minimum) and recycled content (minimum). An example use may be within a cellular gravel-filled paving system.
Pr_25_93_60_63 | 25 | 93 | 60 | 63 | Plastics pavers | プラスチック舗装 |  | 45-20-64/435 Polymer pavers; |  | Polymer pavers are described by characteristics such as physical properties and recycled content (minimum). An example use may be within a single layer cold roof covering system.
Pr_25_93_60_65 | 25 | 93 | 60 | 65 | Plastics surface channels | プラスチック表面チャネル
Pr_25_93_60_78 | 25 | 93 | 60 | 78 | Special composite paving units | 特殊複合舗装ユニット |  | 45-20-64/450 Special units; |  | Special units are described by characteristics such as size, material and recycled content (minimum). An example use may be within a demarcation paving system.
Pr_25_93_60_80 | 25 | 93 | 60 | 80 | Stainless steel edges | ステンレス鋼の端
Pr_25_93_70 | 25 | 93 | 70 |  | Rail track paving | 線路舗装 |  |  |  | Cattle-cum-trespass guards are described by characteristics such as panel dimensions, compatible track gauge and fixings.
Pr_25_93_70_11 | 25 | 93 | 70 | 11 | Cattle-cum-trespass guards | 牛兼不法侵入警備員 |  | 45-20-69/300 Cattle-cum-trespass guards; |  | Cattle-cum-trespass guards are described by characteristics such as panel dimensions, compatible track gauge and fixings.
Pr_25_93_70_70 | 25 | 93 | 70 | 70 | Rail infill panels | レール面材パネル |  | 45-20-69/305 Rail infill panel; |  | Rail infill panel are described by characteristics such as panel dimensions, compatible track gauge and fixings.
Pr_25_93_72 | 25 | 93 | 72 |  | Roofing and cladding units | 屋根とクラッドユニット |  |  |  | Bitumen membrane shingles are described by characteristics such as colour, tail pattern and accessories. An example use may be within a bitumen membrane shingle roofing system.
Pr_25_93_72_08 | 25 | 93 | 72 | 08 | Bitumen membrane shingles | ビチューメン膜帯状疱疹 |  | 45-80-90/310 Bitumen membrane shingles; |  | Bitumen membrane shingles are described by characteristics such as colour, tail pattern and accessories. An example use may be within a bitumen membrane shingle roofing system.
Pr_25_93_72_11 | 25 | 93 | 72 | 11 | Ceramic slates | セラミックスレート |  | 45-80-90/315 Ceramic slates; |  | Ceramic slates are described by characteristics such as colour and size. An example use may be within a ceramic slate roofing system.
Pr_25_93_72_12 | 25 | 93 | 72 | 12 | Clay interlocking tiles | 粘土連動タイル |  | 45-80-90/324 Clay tiles interlocking; |  | Clay tiles interlocking are described by characteristics such as durability, profile and head lock. An example use may be within an interlocking tile roofing system.
Pr_25_93_72_13 | 25 | 93 | 72 | 13 | Clay plain tiles | 粘土無地タイル |  | 45-80-90/328 Clay tiles plain; |  | Clay tiles plain are described by characteristics such as profile, durability and colour. An example use may be within a masonry repair system.
Pr_25_93_72_14 | 25 | 93 | 72 | 14 | Clay tile coursing fittings | クレイタイル用研磨フィッティング |  | 45-80-90/320 Clay tiles coursing fittings; |  | Clay tiles coursing fittings are described by characteristics such as durability, form and colour. An example use may be within a fibre cement slate roofing system.
Pr_25_93_72_15 | 25 | 93 | 72 | 15 | Clay tile ornamental fittings | 粘土タイル装飾用金具 |  | 45-80-90/326 Clay tiles ornamental fittings; |  | Clay tiles ornamental fittings are described by characteristics such as durability, tail pattern and colour. An example use may be within a clay plain tile cladding system.
Pr_25_93_72_16 | 25 | 93 | 72 | 16 | Clay tile vertical tiling angle fittings | クレイタイル垂直タイリングアングルフィッティング |  | 45-80-90/338 Clay tiles vertical tiling angle fittings; |  | Clay tiles vertical tiling angle fittings are described by characteristics such as durability, form and colour. An example use may be within a clay plain tile cladding system.
Pr_25_93_72_17 | 25 | 93 | 72 | 17 | Concrete interlocking tiles | コンクリート連動タイル |  | 45-80-90/344 Concrete tiles interlocking; |  | Concrete tiles interlocking are described by characteristics such as profile, head lock and colour. An example use may be within an interlocking tile roofing system.
Pr_25_93_72_18 | 25 | 93 | 72 | 18 | Concrete plain tiles | コンクリート無地タイル |  | 45-80-90/348 Concrete tiles plain; |  | Concrete tiles plain are described by characteristics such as colour, surface finish and size. An example use may be within a concrete plain tile cladding system.
Pr_25_93_72_19 | 25 | 93 | 72 | 19 | Concrete tile coursing fittings | コンクリートタイル用仕上げ材 |  | 45-80-90/340 Concrete tiles coursing fittings; |  | Concrete tiles coursing fittings are described by characteristics such as form and colour. An example use may be within a concrete plain tile cladding system.
Pr_25_93_72_20 | 25 | 93 | 72 | 20 | Concrete tile ornamental fittings | コンクリートタイル装飾用継手 |  | 45-80-90/346 Concrete tiles ornamental fittings; |  | Concrete tiles ornamental fittings are described by characteristics such as tail pattern and colour. An example use may be within a concrete plain tile cladding system.
Pr_25_93_72_21 | 25 | 93 | 72 | 21 | Concrete tile vertical tiling angle fittings | コンクリートタイルの垂直タイル角度継手 |  | 45-80-90/358 Concrete tiles vertical tiling angle fittings; |  | Concrete tiles vertical tiling angle fittings are described by characteristics such as form and colour. An example use may be within a concrete plain tile cladding system.
Pr_25_93_72_30 | 25 | 93 | 72 | 30 | Fibre-cement slates | ファイバーセメントスレート |  | 45-80-90/360 Fibre cement slates; |  | Fibre cement slates are described by characteristics such as shape, colour and size. An example use may be within a fibre cement slate roofing system.
Pr_25_93_72_31 | 25 | 93 | 72 | 31 | Fibre-cement slate coursing fittings | 繊維セメントスレートコースフィッティング |  | 45-80-90/362 Fibre cement slates coursing fittings; |  | Fibre cement slates coursing fittings are described by characteristics such as fittings and colour. An example use may be within a fibre cement slate roofing system.
Pr_25_93_72_36 | 25 | 93 | 72 | 36 | Hardwood shakes | 広葉樹の揺れ
Pr_25_93_72_37 | 25 | 93 | 72 | 37 | Hardwood shingles | 広葉樹帯状疱疹
Pr_25_93_72_52 | 25 | 93 | 72 | 52 | Metal tiles | 金属タイル |  | 45-80-90/380 Metal tiles; |  | Metal tiles are described by characteristics such as finish, profile and colour. An example use may be within a metal tile roofing system.
Pr_25_93_72_56 | 25 | 93 | 72 | 56 | Natural slates | 天然スレート |  | 45-80-90/394 Natural slates; |  | Natural slates are described by characteristics such as supplied by, slate type and slate size. An example use may be within a natural slate cladding system.
Pr_25_93_72_57 | 25 | 93 | 72 | 57 | Natural stone slates | 天然石スレート |  | 45-80-90/400 Natural stone slates; |  | Natural stone slates are described by characteristics such as supplied by, stone and slate size. An example use may be within a natural stone slate roofing system.
Pr_25_93_72_72 | 25 | 93 | 72 | 72 | Reconstituted interlocking slates | 再構成された連動スレート |  | 45-80-90/390 Reconstituted slates interlocking; |  | Reconstituted slates interlocking are described by characteristics such as colour, size and recycled content. An example use may be within a reconstituted slate roofing system.
Pr_25_93_72_73 | 25 | 93 | 72 | 73 | Reconstituted slate coursing fittings | 再構成されたスレートコースフィッティング |  | 45-80-90/388 Reconstituted slates coursing fittings; |  | Reconstituted slates coursing fittings are described by characteristics such as fittings and colour. An example use may be within a reconstituted slate roofing system.
Pr_25_93_72_79 | 25 | 93 | 72 | 79 | Slate coursing fittings | スレートコースフィッティング |  | 45-80-90/396 Natural slates coursing fittings; |  | Natural slates coursing fittings are described by characteristics such as supplied by, fittings and slate type. An example use may be within a natural slate cladding system.
Pr_25_93_72_96 | 25 | 93 | 72 | 96 | Wood shakes | ウッドシェイク |  | 45-80-90/410 Wood shakes; |  | Wood shakes are described by characteristics such as supplied by, form and species. An example use may be within a wood shingle or shake cladding system.
Pr_25_93_72_97 | 25 | 93 | 72 | 97 | Wood shingles | ウッドシングル |  | 45-80-90/414 Wood shingles; |  | Wood shingles are described by characteristics such as supplied by, species and length (minimum). An example use may be within a wood shingle or shake cladding system.
Pr_25_93_72_98 | 25 | 93 | 72 | 98 | Wood shingle pattern fittings | ウッドシングルパターンフィッティング |  | 45-80-90/418 Wood shingles pattern fittings; |  | Wood shingles pattern fittings are described by characteristics such as supplied by, species and tail pattern. An example use may be within a wood shake or shingle roofing system.
Pr_25_96 | 25 | 96 |  |  | Grid and grating skin products | グリッドとグレーティングスキン製品
Pr_25_96_30 | 25 | 96 | 30 |  | Gratings | 格子 |  |  |  | Footway gratings are described by characteristics such as size, loading grade and material. An example use may be within a footway grating system.
Pr_25_96_30_03 | 25 | 96 | 30 | 03 | Anti-slip gratings | 滑り止め格子
Pr_25_96_30_31 | 25 | 96 | 30 | 31 | Footway gratings | 歩道格子 |  | 45-20-80/305 Footway gratings; |  | Footway gratings are described by characteristics such as size, loading grade and material. An example use may be within a footway grating system.
Pr_25_96_35 | 25 | 96 | 35 |  | Grids and grilles | グリッドとグリル |  |  |  | Aluminium cattle grids are described by characteristics such as loading, dimensions and finish as delivered. An example use may be within an animal grid system.
Pr_25_96_35_03 | 25 | 96 | 35 | 03 | Aluminium cattle grids | アルミニウム牛グリッド |  | 45-20-80/301 Aluminium cattle grids; |  | Aluminium cattle grids are described by characteristics such as loading, dimensions and finish as delivered. An example use may be within an animal grid system.
Pr_25_96_35_11 | 25 | 96 | 35 | 11 | Carbon steel cattle grids | 炭素鋼牛グリッド |  | 45-20-80/303 Carbon steel cattle grids; |  | Carbon steel cattle grids are described by characteristics such as loading, dimensions and finish as delivered. An example use may be within an animal grid system.
Pr_25_96_35_37 | 25 | 96 | 35 | 37 | Headwall and outfall grilles | 集排水口グリルと吐き口グリル |  | 90-05-20/444 Protective outfall and headwall grilles; |  | Grilles are described by characteristics such as form, size and materials.
Pr_25_96_35_53 | 25 | 96 | 35 | 53 | Metal armouring grilles | 金属外装グリル |  | 45-85-70/420 Metal armouring grilles; |  | Metal armouring grilles are described by characteristics such as grille type. An example use may be within a mastic asphalt flooring system.
Pr_25_96_35_71 | 25 | 96 | 35 | 71 | Recycled plastics cattle grids | 再生プラスチック製牛格子 |  | 45-20-80/307 Cattle grids; |  | Cattle grids are described by characteristics such as material, dimensions and finish.
Pr_25_96_35_76 | 25 | 96 | 35 | 76 | Sewage screens | 下水スクリーン
Pr_25_96_35_96 | 25 | 96 | 35 | 96 | Water grilles | 水グリル
Pr_30 | 30 |  |  |  | Opening products | 開口製品
Pr_30_31 | 30 | 31 |  |  | Formless openings products | 無形開口製品
Pr_30_31_68 | 30 | 31 | 68 |  | Putties and glazing compounds | パテとグレージングコンパウンド |  |  |  | Intumescent putties are described by characteristics such as material and form. An example use may be within a putty-fronted single glazing system.
Pr_30_31_68_42 | 30 | 31 | 68 | 42 | Intumescent putties | 膨張性パテ |  | 45-55-75/405 Intumescent putties; |  | Intumescent putties are described by characteristics such as material and form. An example use may be within a putty-fronted single glazing system.
Pr_30_31_68_47 | 30 | 31 | 68 | 47 | Linseed oil putties | 亜麻仁油パテ |  | 45-55-75/410 Linseed oil putties; |  | Linseed oil putties are described by characteristics such as colour. An example use may be within a putty-fronted single glazing system.
Pr_30_31_68_51 | 30 | 31 | 68 | 51 | Metal casement putties | 金属製開きパテ |  | 45-55-75/415 Metal casement putties; |  | Metal casement putties are described by characteristics such as class and colour. An example use may be within a putty-fronted single glazing system.
Pr_30_31_68_56 | 30 | 31 | 68 | 56 | Non-setting glazing compounds | 非硬化性グレージングコンパウンド |  | 45-55-75/420 Nonsetting glazing compounds; |  | Nonsetting glazing compounds are described by characteristics such as components and colour. An example use may be within a bead-fixed single glazing system.
Pr_30_31_68_74 | 30 | 31 | 68 | 74 | Rubberizing glazing compounds | ゴム引きグレージングコンパウンド |  | 45-55-75/425 Rubberizing glazing compounds; |  | Rubberizing glazing compounds are described by characteristics such as class and colour. An example use may be within a bead-fixed single glazing system.
Pr_30_31_76 | 30 | 31 | 76 |  | Sealants | シーラント |  |  |  | Acrylic construction joint sealants are described by characteristics such as sealant type, class and colour. An example use may be within a pipe collar system.
Pr_30_31_76_02 | 30 | 31 | 76 | 02 | Acrylic construction joint sealants | アクリル構造ジョイントシーラント |  | 45-55-75/320 Acrylic construction joint sealants; |  | Acrylic construction joint sealants are described by characteristics such as sealant type, class and colour. An example use may be within a pipe collar system.
Pr_30_31_76_09 | 30 | 31 | 76 | 09 | Butyl rubber construction joint sealants | ブチルゴム構造ジョイントシーラント |  | 45-55-75/325 Butyl rubber construction joint sealants; |  | Butyl rubber construction joint sealants are described by characteristics such as sealant type, class and colour. An example use may be within a plastics studded membrane internal wall damp-proofing system.
Pr_30_31_76_14 | 30 | 31 | 76 | 14 | Cold-applied bituminous joint sealants | コールドアスファルトアスファルトジョイントシーラント |  | 45-55-75/385 Cold applied bituminous joint sealants; |  | Cold applied bituminous joint sealants are described by characteristics such as features. An example use may be within a bitumen membrane shingle roofing system.
Pr_30_31_76_15 | 30 | 31 | 76 | 15 | Cold-applied concrete pavement bituminous joint sealants | 冷間塗布コンクリート舗装歴青アスファルト |  | 45-55-75/390 Cold applied bituminous joint sealants for concrete pavements; |  | Cold applied bituminous joint sealants for concrete pavements are described by characteristics such as classification. An example use may be within an in situ concrete grass-filled paving system.
Pr_30_31_76_16 | 30 | 31 | 76 | 16 | Construction joint sealants | 建設用ジョイントシーラント |  | 45-55-75/315 Construction joint sealants; |  | Construction joint sealants are described by characteristics such as material, class and colour. An example use may be within a bonded or partially bonded cementitious levelling screed system.
Pr_30_31_76_26 | 30 | 31 | 76 | 26 | Edge sealants | エッジシーラント |  | 45-35-62/410 Edge sealants; |  | Edge sealants are described by characteristics such as material and colour.
Pr_30_31_76_27 | 30 | 31 | 76 | 27 | Electrical insulating compounds | 電気絶縁コンパウンド
Pr_30_31_76_33 | 30 | 31 | 76 | 33 | Glazing compounds and sealants | ガラス用コンパウンドとシーラント |  | 45-55-75/350 Glazing compounds or sealants; |  | Glazing compounds or sealants are described by characteristics such as class, material and colour. An example use may be within a mirror glazing system.
Pr_30_31_76_34 | 30 | 31 | 76 | 34 | Glazing joint sealants | ガラス用ジョイントシーラント
Pr_30_31_76_38 | 30 | 31 | 76 | 38 | Hot-applied bituminous joint sealants | 熱間塗布ビチューメンジョイントシーラント |  | 45-55-75/395 Hot applied bituminous joint sealants; |  | Hot applied bituminous joint sealants are described by characteristics such as classification and manufacturer's certificate of compliance. An example use may be within a precast non-glazed smoke venting system.
Pr_30_31_76_39 | 30 | 31 | 76 | 39 | Hydrophilic sealants | 親水性シーラント |  | 45-55-75/342 Hydrophilic sealants; |  | Hydrophilic sealants are described by characteristics such as material and class. An example use may be within a sheet pile retaining wall system.
Pr_30_31_76_40 | 30 | 31 | 76 | 40 | Intumescent firestop sealants | 膨張性防火シーラント |  | 45-55-75/368 Intumescent firestop sealant; |  | Intumescent firestop sealant are described by characteristics such as material and fire performance.
Pr_30_31_76_41 | 30 | 31 | 76 | 41 | Intumescent foam fillers | 膨張性フォームフィラー |  | 45-55-75/375 Intumescent foam fillers; |  | Intumescent foam fillers are described by characteristics such as material and colour. An example use may be within an above ground wastewater drainage system with external stacks.
Pr_30_31_76_58 | 30 | 31 | 76 | 58 | Oil-based mastic joint sealants | 油性マスチックジョイントシーラント |  | 45-55-75/330 Oil based mastic joint sealants; |  | Oil based mastic joint sealants are described by characteristics such as sealant type, class and colour.
Pr_30_31_76_62 | 30 | 31 | 76 | 62 | Polysulfide construction joint sealants | ポリサルファイド構造ジョイントシーラント |  | 45-55-75/335 Polysulfide construction joint sealants; |  | Polysulfide construction joint sealants are described by characteristics such as sealant type, class and colour. An example use may be within a pipe collar system.
Pr_30_31_76_63 | 30 | 31 | 76 | 63 | Polysulfide glazing compounds and sealants | ポリスルフィドグレージングコンパウンドおよびシーラント |  | 45-55-75/355 Polysulfide glazing compounds or sealants; |  | Polysulfide glazing compounds or sealants are described by characteristics such as sealant type, class and colour. An example use may be within a point-fixed structural glass canopy system.
Pr_30_31_76_65 | 30 | 31 | 76 | 65 | Polyurethane (PUR) construction joint sealants | ポリウレタン（PUR）構造ジョイントシーラント |  | 45-55-75/340 Polyurethane construction joint sealants; |  | Polyurethane construction joint sealants are described by characteristics such as material, class and colour. An example use may be within an in situ reinforced concrete retaining wall system.
Pr_30_31_76_66 | 30 | 31 | 76 | 66 | Polyurethane (PUR) expanding foam fillers | ポリウレタン（PUR）発泡フォームフィラー |  | 45-55-75/370 Foam fillers; |  | Foam fillers are described by characteristics such as material and colour. An example use may be within a sliding folding doorset system.
Pr_30_31_76_77 | 30 | 31 | 76 | 77 | Silicone construction joint sealants | シリコーン構造ジョイントシーラント |  | 45-55-75/345 Silicone construction joint sealants; |  | Silicone construction joint sealants are described by characteristics such as material, class and colour. An example use may be within a rigid sheet cladding system.
Pr_30_31_76_78 | 30 | 31 | 76 | 78 | Silicone glazing compounds and sealants | シリコーングレージングコンパウンドとシーラント |  | 45-55-75/360 Silicone glazing compounds or sealants; |  | Silicone glazing compounds or sealants are described by characteristics such as material, class and colour. An example use may be within a mirror glazing system.
Pr_30_31_76_84 | 30 | 31 | 76 | 84 | Structural sealant glazing bonding sealants | 構造用シーラントグレージングボンディングシーラント |  | 45-55-75/362 Bonding sealants for structural sealant glazing; |  | Bonding sealants for structural sealant glazing are described by characteristics such as sealant type, class and tensile strength (minimum). An example use may be within a point-fixed structural glass canopy system.
Pr_30_31_76_85 | 30 | 31 | 76 | 85 | Structural sealant glazing weather sealants | 構造シーラントグレージングウェザーシーラント |  | 45-55-75/365 Weatherseal sealants for structural sealant glazing; |  | Weatherseal sealants for structural sealant glazing are described by characteristics such as sealant type, class and colour. An example use may be within a glazed unit floor or roof deck system.
Pr_30_31_76_96 | 30 | 31 | 76 | 96 | Waterproof gap filling sealants | 防水ギャップ充填シーラント |  | 45-55-75/367 Gap filling waterproofing sealants; |  | Gap filling waterproofing sealants are described by characteristics such as material, fire performance and accessories.
Pr_30_36 | 30 | 36 |  |  | Hardware products | ハードウェア製品
Pr_30_36_08 | 30 | 36 | 08 |  | Bolting, latching and locking hardware | ボルト締め、ラッチ、ロック用ハードウェア |  |  |  | Door catches are described by characteristics such as catch type, size and category of use. An example use may be within a door hardware system.
Pr_30_36_08_06 | 30 | 36 | 08 | 06 | Barrel bolts | バレルボルト
Pr_30_36_08_11 | 30 | 36 | 08 | 11 | Cabinet locks | キャビネットロック
Pr_30_36_08_12 | 30 | 36 | 08 | 12 | Cam locks | カムロック
Pr_30_36_08_13 | 30 | 36 | 08 | 13 | Cavity sliding door locks | キャビティ引き戸ロック
Pr_30_36_08_15 | 30 | 36 | 08 | 15 | Coin-operated locks | コイン式ロック
Pr_30_36_08_16 | 30 | 36 | 08 | 16 | Combination padlocks | 組み合わせ南京錠
Pr_30_36_08_18 | 30 | 36 | 08 | 18 | Cremorne bolts | クレモーンボルト
Pr_30_36_08_19 | 30 | 36 | 08 | 19 | Cylinder locks | シリンダー錠
Pr_30_36_08_20 | 30 | 36 | 08 | 20 | Deadbolts | デッドボルト
Pr_30_36_08_21 | 30 | 36 | 08 | 21 | Digital door locks | デジタルドアロック
Pr_30_36_08_22 | 30 | 36 | 08 | 22 | Door bolts | ドアボルト
Pr_30_36_08_23 | 30 | 36 | 08 | 23 | Door catches | ドアキャッチ |  | 45-25-18/320 Door catches; |  | Door catches are described by characteristics such as catch type, size and category of use. An example use may be within a door hardware system.
Pr_30_36_08_24 | 30 | 36 | 08 | 24 | Door latches | ドアラッチ |  | 45-25-18/310 Door and window locks and latches; |  | Door and window locks and latches are described by characteristics such as classification grades (minimum), latch or lock type and backset. An example use may be within a garage door hardware system.
Pr_30_36_08_25 | 30 | 36 | 08 | 25 | Door chains and locks | ドアチェーンとロック
Pr_30_36_08_26 | 30 | 36 | 08 | 26 | Door privacy indicator bolts | ドアプライバシーインジケーターボルト |  | 45-25-18/340 Door privacy indicator bolts; |  | Door privacy indicator bolts are described by characteristics such as bolt type, category of use and material and finish. An example use may be within a panel cubicle system.
Pr_30_36_08_27 | 30 | 36 | 08 | 27 | Electric locks | 電気錠
Pr_30_36_08_28 | 30 | 36 | 08 | 28 | Emergency exit devices | 非常口装置 |  | 45-25-18/350 Emergency exit devices; |  | Emergency exit devices are described by characteristics such as classification grades (minimum), material and finish and colour. An example use may be within a door hardware system.
Pr_30_36_08_29 | 30 | 36 | 08 | 29 | Espagnolette bolts | エスパニョレットボルト |  | 45-25-18/400 Multipoint handle operated espagnolette bolts; |  | Multipoint handle operated espagnolette bolts are described by characteristics such as bolt type, size and backset. An example use may be within a window hardware system.
Pr_30_36_08_30 | 30 | 36 | 08 | 30 | Fanlight catches | ファンライトキャッチ |  | 45-25-18/360 Fanlight catches; |  | Fanlight catches are described by characteristics such as operating method, material and finish and colour. An example use may be within a window hardware system.
Pr_30_36_08_31 | 30 | 36 | 08 | 31 | Field gate spring catch sets | フィールドゲートスプリングキャッチセット |  | 45-25-18/370 Field gate spring catch sets; |  | Field gate spring catch sets are described by characteristics such as form and material.
Pr_30_36_08_32 | 30 | 36 | 08 | 32 | Flush bolts | フラッシュボルト
Pr_30_36_08_33 | 30 | 36 | 08 | 33 | Furniture locks | 家具ロック
Pr_30_36_08_34 | 30 | 36 | 08 | 34 | Gate latches and catches | ゲートのラッチとキャッチ |  | 45-25-18/380 Gate latches and catches; |  | Gate latches and catches are described by characteristics such as latch type, size or duty and material and finish. An example use may be within a gate hardware system.
Pr_30_36_08_35 | 30 | 36 | 08 | 35 | Gate throw-over loops | ゲートスローオーバーループ |  | 45-25-18/390 Gate throw over loops; |  | Gate throw over loops are described by characteristics such as form, material and finish and dimensions (nominal). An example use may be within a gate hardware system.
Pr_30_36_08_42 | 30 | 36 | 08 | 42 | Indicator locks | インジケーターロック
Pr_30_36_08_43 | 30 | 36 | 08 | 43 | Key card locks | カードキーロック
Pr_30_36_08_44 | 30 | 36 | 08 | 44 | Key deposit locks | キーデポジットロック
Pr_30_36_08_45 | 30 | 36 | 08 | 45 | Knob locks | ノブロック
Pr_30_36_08_46 | 30 | 36 | 08 | 46 | Lever handle locks | レバーハンドルロック
Pr_30_36_08_48 | 30 | 36 | 08 | 48 | Locker hasps | ロッカーハスプ
Pr_30_36_08_51 | 30 | 36 | 08 | 51 | Microswitch locks | マイクロスイッチロック
Pr_30_36_08_52 | 30 | 36 | 08 | 52 | Mortice bolts | ほぞ穴ボルト
Pr_30_36_08_53 | 30 | 36 | 08 | 53 | Mortice locks | ほぞ穴ロック
Pr_30_36_08_54 | 30 | 36 | 08 | 54 | Multipoint door locks | マルチポイントドアロック |  | 45-25-18/330 Door multipoint and special function locks; |  | Door multipoint and special function locks are described by characteristics such as lock type, category of use and backset. An example use may be within a door hardware system.
Pr_30_36_08_56 | 30 | 36 | 08 | 56 | Night latches | ナイトラッチ
Pr_30_36_08_60 | 30 | 36 | 08 | 60 | Pad bolts | パッドボルト
Pr_30_36_08_61 | 30 | 36 | 08 | 61 | Padlock hasps and staples | 南京錠の掛け金とステープル |  | 45-25-18/410 Padlock hasps and staples; |  | Padlock hasps and staples are described by characteristics such as form, size and material and finish. An example use may be within a gate hardware system.
Pr_30_36_08_62 | 30 | 36 | 08 | 62 | Padlocks and keys | 南京錠とキー |  | 45-25-18/420 Padlocks; |  | Padlocks are described by characteristics such as classification grades (minimum), size and material and finish. An example use may be within a frame and door leaf system.
Pr_30_36_08_63 | 30 | 36 | 08 | 63 | Panic exit devices | パニック出口デバイス |  | 45-25-18/430 Panic exit devices; |  | Panic exit devices are described by characteristics such as classification grades (minimum), material and finish and colour. An example use may be within a door hardware system.
Pr_30_36_08_68 | 30 | 36 | 08 | 68 | Push-button locks | 押しボタン式ロック
Pr_30_36_08_71 | 30 | 36 | 08 | 71 | Rim locks | リムロック
Pr_30_36_08_73 | 30 | 36 | 08 | 73 | Roller catches | ローラーキャッチ
Pr_30_36_08_75 | 30 | 36 | 08 | 75 | Safety deposit locks | セーフティロック
Pr_30_36_08_76 | 30 | 36 | 08 | 76 | Sash locks | サッシロック
Pr_30_36_08_77 | 30 | 36 | 08 | 77 | Single point bolts | シングルポイントボルト |  | 45-25-18/440 Single point bolts; |  | Single point bolts are described by characteristics such as classification grades (minimum), bolt type and size. An example use may be within a garage door hardware system.
Pr_30_36_08_80 | 30 | 36 | 08 | 80 | Sliding security screen door locks | スライド式セキュリティスクリーンドアロック
Pr_30_36_08_84 | 30 | 36 | 08 | 84 | Special function door locks | 特殊機能ドアロック |  | 45-25-18/330 Door multipoint and special function locks; |  | Door multipoint and special function locks are described by characteristics such as lock type, category of use and backset. An example use may be within a door hardware system.
Pr_30_36_08_87 | 30 | 36 | 08 | 87 | Thief-resistant door locks | 泥棒耐性のあるドアロック |  | 45-25-18/450 Thief resistant door locks; |  | Thief resistant door locks are described by characteristics such as standards, third party product certification and lock type. An example use may be within a garage door hardware system.
Pr_30_36_08_88 | 30 | 36 | 08 | 88 | Time delay locks | 時間遅延ロック
Pr_30_36_08_91 | 30 | 36 | 08 | 91 | Tubular mortice latches | 管状ほぞ穴ラッチ
Pr_30_36_08_94 | 30 | 36 | 08 | 94 | Vending machine locks | 自動販売機ロック
Pr_30_36_08_95 | 30 | 36 | 08 | 95 | Window casement fasteners | 窓開き開きファスナー |  | 45-25-60/385 Window casement fasteners; |  | Window casement fasteners are described by characteristics such as operation, material and finish and colour. An example use may be within a window hardware system.
Pr_30_36_08_96 | 30 | 36 | 08 | 96 | Window latches | ウィンドウラッチ |  | 45-25-18/310 Door and window locks and latches; |  | Door and window locks and latches are described by characteristics such as classification grades (minimum), latch or lock type and backset. An example use may be within a garage door hardware system.
Pr_30_36_08_97 | 30 | 36 | 08 | 97 | Window locks | ウィンドウロック |  | 45-25-18/460 Window locks; |  | Window locks are described by characteristics such as lock type, material and finish and colour. An example use may be within a window hardware system.
Pr_30_36_08_98 | 30 | 36 | 08 | 98 | Window sash fasteners | 窓サッシファスナー |  | 45-25-18/470 Window sash fasteners; |  | Window sash fasteners are described by characteristics such as form, size and material and finish. An example use may be within a window hardware system.
Pr_30_36_33 | 30 | 36 | 33 |  | General hardware | 一般的なハードウェア |  |  |  | Door edge protectors are described by characteristics such as material, profile and fire rating. An example use may be within a door hardware system.
Pr_30_36_33_20 | 30 | 36 | 33 | 20 | Door edge protectors | ドアエッジプロテクター |  | 45-25-38/375 Door edge protectors; |  | Door edge protectors are described by characteristics such as material, profile and fire rating. An example use may be within a door hardware system.
Pr_30_36_33_22 | 30 | 36 | 33 | 22 | Door knockers | ドアノッカー |  | 45-25-38/315 Door knockers; |  | Door knockers are described by characteristics such as knocker types, size and material and finish.
Pr_30_36_33_24 | 30 | 36 | 33 | 24 | Door stops | ドアストップ |  | 45-25-38/320 Door stops; |  | Door stops are described by characteristics such as form. An example use may be within a door hardware system.
Pr_30_36_33_27 | 30 | 36 | 33 | 27 | Escutcheons | エスカッション |  | 45-25-38/325 Escutcheons; |  | Escutcheons are described by characteristics such as material and finish, colour and keyhole type. An example use may be within a door hardware system.
Pr_30_36_33_29 | 30 | 36 | 33 | 29 | Finger plates | 指板
Pr_30_36_33_31 | 30 | 36 | 33 | 31 | Fixed boot scrapers | 固定ブーツスクレーパー
Pr_30_36_33_45 | 30 | 36 | 33 | 45 | Kick plates | キックプレート |  | 45-25-38/340 Kick plates; |  | Kick plates are described by characteristics such as form, edge treatment and size (nominal). An example use may be within a door hardware system.
Pr_30_36_33_68 | 30 | 36 | 33 | 68 | Push plates | プッシュプレート |  | 45-25-60/370 Push plates; |  | Push plates are described by characteristics such as edge treatment, size and material and finish. An example use may be within a door hardware system.
Pr_30_36_33_72 | 30 | 36 | 33 | 72 | Roses | バラ
Pr_30_36_33_76 | 30 | 36 | 33 | 76 | Security viewers | セキュリティビューア |  | 45-25-38/360 Security viewers; |  | Security viewers are described by characteristics such as angle of vision, material and finish and viewer body diameter. An example use may be within a door hardware system.
Pr_30_36_36 | 30 | 36 | 36 |  | Hinges and hanging hardware | ヒンジと吊り金具 |  |  |  | Anti finger-trap stiles are described by characteristics such as material, finish and colour. An example use may be within a frame and door leaf system.
Pr_30_36_36_04 | 30 | 36 | 36 | 04 | Anti-finger trap stiles | アンチフィンガートラップスタイル |  | 45-25-42/310 Anti finger-trap stiles; |  | Anti finger-trap stiles are described by characteristics such as material, finish and colour. An example use may be within a frame and door leaf system.
Pr_30_36_36_06 | 30 | 36 | 36 | 06 | Ball bearing hinges | ボールベアリングヒンジ
Pr_30_36_36_07 | 30 | 36 | 36 | 07 | Barrel hinges | バレルヒンジ
Pr_30_36_36_08 | 30 | 36 | 36 | 08 | Boxed sash window hanging fittings | 箱入りサッシ窓吊り金具 |  | 45-25-42/320 Boxed sash window hanging fittings; |  | Boxed sash window hanging fittings are described by characteristics such as counterweights, pulley and weight suspension. An example use may be within a window hardware system.
Pr_30_36_36_09 | 30 | 36 | 36 | 09 | Butt door hinges | バットドアヒンジ |  | 45-25-42/340 Door hinges; |  | Door hinges are described by characteristics such as form, category of use and size. An example use may be within a garage door hardware system.
Pr_30_36_36_10 | 30 | 36 | 36 | 10 | Butt window hinges | バットウィンドウヒンジ
Pr_30_36_36_11 | 30 | 36 | 36 | 11 | Cabinet and countertop hinges | キャビネットとカウンタートップのヒンジ |  | 45-25-42/330 Cabinet and counter top hinges; |  | Cabinet and counter top hinges are described by characteristics such as form, size and material and finish.
Pr_30_36_36_15 | 30 | 36 | 36 | 15 | Concealed hinges | 隠しヒンジ
Pr_30_36_36_16 | 30 | 36 | 36 | 16 | Continuous hinges | 連続ヒンジ |  | 45-25-42/340 Door hinges; |  | Door hinges are described by characteristics such as form, category of use and size. An example use may be within a garage door hardware system.
Pr_30_36_36_17 | 30 | 36 | 36 | 17 | Cranked hinges | クランクヒンジ |  | 45-25-42/340 Door hinges; |  | Door hinges are described by characteristics such as form, category of use and size. An example use may be within a garage door hardware system.
Pr_30_36_36_22 | 30 | 36 | 36 | 22 | Door pivots | ドアピボット |  | 45-25-42/350 Door pivots; |  | Door pivots are described by characteristics such as category, mounting and category of use. An example use may be within a door hardware system.
Pr_30_36_36_23 | 30 | 36 | 36 | 23 | Door track and running gear | ドアトラックとランニングギア |  | 45-25-42/360 Door track and running gear; |  | Door track and running gear are described by characteristics such as classification grades (minimum), form and integral accessories. An example use may be within a garage door hardware system.
Pr_30_36_36_24 | 30 | 36 | 36 | 24 | Drawer runners | 引き出しランナー |  | 45-25-42/370 Drawer runners; |  | Drawer runners are described by characteristics such as form, size and material and finish.
Pr_30_36_36_28 | 30 | 36 | 36 | 28 | Field gate hinges | フィールドゲートヒンジ |  | 45-25-42/380 Field gate hinges; |  | Field gate hinges are described by characteristics such as supplier, gate hinge fittings and gate stile width.
Pr_30_36_36_29 | 30 | 36 | 36 | 29 | Floor springs | 床ばね |  | 45-25-42/390 Floor springs; |  | Floor springs are described by characteristics such as classification grades (minimum), closer functions and materials and finishes. An example use may be within a door hardware system.
Pr_30_36_36_30 | 30 | 36 | 36 | 30 | Flush hinges | フラッシュヒンジ
Pr_30_36_36_31 | 30 | 36 | 36 | 31 | Friction hinges | 摩擦ヒンジ
Pr_30_36_36_32 | 30 | 36 | 36 | 32 | Friction pivot hinges | 摩擦ピボットヒンジ |  | 45-25-42/440 Window friction pivot hinges; |  | Window friction pivot hinges are described by characteristics such as form, material and finish and colour. An example use may be within a window hardware system.
Pr_30_36_36_34 | 30 | 36 | 36 | 34 | Gate hinges | ゲートヒンジ |  | 45-25-42/400 Gate hinges; |  | Gate hinges are described by characteristics such as supplier, gate hinge fittings and duty. An example use may be within a kissing gate system.
Pr_30_36_36_46 | 30 | 36 | 36 | 46 | Lift-off hinges | リフトオフヒンジ
Pr_30_36_36_66 | 30 | 36 | 36 | 66 | Projection door hinges | 投影ドアヒンジ |  | 45-25-42/340 Door hinges; |  | Door hinges are described by characteristics such as form, category of use and size. An example use may be within a garage door hardware system.
Pr_30_36_36_67 | 30 | 36 | 36 | 67 | Projection window hinges | 投影窓ヒンジ |  | 45-25-42/460 Window projection hinges; |  | Window projection hinges are described by characteristics such as hinge, hinge size and projection size. An example use may be within a window hardware system.
Pr_30_36_36_71 | 30 | 36 | 36 | 71 | Rising butt door hinges | ライジングバットドアヒンジ |  | 45-25-42/340 Door hinges; |  | Door hinges are described by characteristics such as form, category of use and size. An example use may be within a garage door hardware system.
Pr_30_36_36_75 | 30 | 36 | 36 | 75 | Sash window spiral balances | サッシ窓スパイラルバランス |  | 45-25-42/410 Sash window spiral balances; |  | Sash window spiral balances are described by characteristics such as sash balance, material and finish and sash height. An example use may be within a window hardware system.
Pr_30_36_36_79 | 30 | 36 | 36 | 79 | Single axis door hinges | 単軸ドアヒンジ |  | 45-25-42/420 Single axis door hinges; |  | Single axis door hinges are described by characteristics such as classification grades (minimum), form and size. An example use may be within a door hardware system.
Pr_30_36_36_80 | 30 | 36 | 36 | 80 | Single axis window hinges | 単軸ウィンドウヒンジ |  | 45-25-42/430 Single axis window hinges; |  | Single axis window hinges are described by characteristics such as classification grades (minimum), form and size. An example use may be within a window hardware system.
Pr_30_36_36_84 | 30 | 36 | 36 | 84 | Spring hinges | スプリングヒンジ |  | 45-25-42/340 Door hinges; |  | Door hinges are described by characteristics such as form, category of use and size. An example use may be within a garage door hardware system.
Pr_30_36_36_88 | 30 | 36 | 36 | 88 | Tee hinges | ティーヒンジ |  | 45-25-42/340 Door hinges; |  | Door hinges are described by characteristics such as form, category of use and size. An example use may be within a garage door hardware system.
Pr_30_36_36_96 | 30 | 36 | 36 | 96 | Window hinges | ウィンドウヒンジ |  | 45-25-42/450 Window hinges; |  | Window hinges are described by characteristics such as form, size and material and finish. An example use may be within a window hardware system.
Pr_30_36_59 | 30 | 36 | 59 |  | Opening hardware | 開口部製品 |  |  |  | Controlled door closers are described by characteristics such as classification grades (minimum), form and closer functions. An example use may be within a door hardware system.
Pr_30_36_59_15 | 30 | 36 | 59 | 15 | Controlled door closers | 制御されたドアクローザー |  | 45-25-60/305 Controlled door closers; |  | Controlled door closers are described by characteristics such as classification grades (minimum), form and closer functions. An example use may be within a door hardware system.
Pr_30_36_59_22 | 30 | 36 | 59 | 22 | Door coordinators | ドアコーディネーター |  | 45-25-60/310 Door coordinators; |  | Door coordinators are described by characteristics such as classification grades (minimum), configuration and material and finish. An example use may be within a door hardware system.
Pr_30_36_59_24 | 30 | 36 | 59 | 24 | Door limiting stays | ドア制限ステー |  | 45-25-60/320 Door limiting stays; |  | Door limiting stays are described by characteristics such as category, size and material and finish. An example use may be within a door hardware system.
Pr_30_36_59_25 | 30 | 36 | 59 | 25 | Door lever handle sets | ドアレバーハンドルセット |  | 45-25-60/315 Door lever handle sets; |  | Door lever handle sets are described by characteristics such as classification grades (minimum), style and size. An example use may be within a door hardware system.
Pr_30_36_59_29 | 30 | 36 | 59 | 29 | Flush pull handles | フラッシュプルハンドル
Pr_30_36_59_31 | 30 | 36 | 59 | 31 | Furniture stays | 家具ステー
Pr_30_36_59_32 | 30 | 36 | 59 | 32 | Garage door holders | ガレージドアホルダー |  | 45-25-60/325 Garage door holders; |  | Garage door holders are described by characteristics such as size, material and operation. An example use may be within a garage door hardware system.
Pr_30_36_59_33 | 30 | 36 | 59 | 33 | Gate closers | ゲートクローザー |  | 45-25-60/330 Gate closers; |  | Gate closers are described by characteristics such as operation, category and duty. An example use may be within a kissing gate system.
Pr_30_36_59_34 | 30 | 36 | 59 | 34 | Gate handles | ゲートハンドル |  | 45-25-60/335 Gate handles; |  | Gate handles are described by characteristics such as form, size and finish.
Pr_30_36_59_35 | 30 | 36 | 59 | 35 | Gate springs | ゲートスプリング |  | 45-25-60/340 Gate springs; |  | Gate springs are described by characteristics such as length (nominal), material and finish and colour. An example use may be within a kissing gate system.
Pr_30_36_59_36 | 30 | 36 | 59 | 36 | Gate wheels | ゲートホイール |  | 45-25-60/345 Gate wheels; |  | Gate wheels are described by characteristics such as duty and material and finish. An example use may be within a gate hardware system.
Pr_30_36_59_38 | 30 | 36 | 59 | 38 | Holders and hooks | ホルダーとフック |  | 45-25-60/350 Holders and hooks; |  | Holders and hooks are described by characteristics such as category, size and material and finish. An example use may be within a shutter hardware system.
Pr_30_36_59_45 | 30 | 36 | 59 | 45 | Knobs | つまみ |  | 45-25-60/355 Knobsets; |  | Knobsets are described by characteristics such as classification grades (minimum), style and size. An example use may be within a door hardware system.
Pr_30_36_59_50 | 30 | 36 | 59 | 50 | Magnetic hold | 磁気ホールド
Pr_30_36_59_52 | 30 | 36 | 59 | 52 | Midrail push plates | ミッドレールプッシュプレート |  | 45-25-60/360 Midrail push plates; |  | Midrail push plates are described by characteristics such as form, edge treatment and size (nominal). An example use may be within a door hardware system.
Pr_30_36_59_64 | 30 | 36 | 59 | 64 | Pull handles | プルハンドル |  | 45-25-60/365 Pull handles; |  | Pull handles are described by characteristics such as classification grades (minimum), form and diameter. An example use may be within a hatch hardware system.
Pr_30_36_59_76 | 30 | 36 | 59 | 76 | Sash window pulls | サッシ窓引き |  | 45-25-60/375 Sash window pulls; |  | Sash window pulls are described by characteristics such as form, material and finish and colour. An example use may be within a window hardware system.
Pr_30_36_59_78 | 30 | 36 | 59 | 78 | Screen door closers | スクリーンドアクローザー
Pr_30_36_59_92 | 30 | 36 | 59 | 92 | Uncontrolled door closers | 制御されていないドアクローザー |  | 45-25-60/380 Uncontrolled door closers; |  | Uncontrolled door closers are described by characteristics such as form, material and finish and action. An example use may be within a door hardware system.
Pr_30_36_59_94 | 30 | 36 | 59 | 94 | Window casement stays | 窓の両開き |  | 45-25-60/390 Window casement stays; |  | Window casement stays are described by characteristics such as form, material and finish and colour. An example use may be within a window hardware system.
Pr_30_36_59_95 | 30 | 36 | 59 | 95 | Window latch and lock operating handles | ウィンドウラッチとロック操作ハンドル |  | 45-25-60/395 Window latch and lock operating handles; |  | Window latch and lock operating handles are described by characteristics such as form, material and finish and colour. An example use may be within a window hardware system.
Pr_30_36_59_96 | 30 | 36 | 59 | 96 | Window over centre casement stays | 中央の両開き窓の上の窓 |  | 45-25-60/400 Window over centre casement stays; |  | Window over centre casement stays are described by characteristics such as form, size and material and finish. An example use may be within a window hardware system.
Pr_30_36_59_97 | 30 | 36 | 59 | 97 | Window remote manual openers | ウィンドウリモート手動オープナー |  | 45-25-60/405 Window remote manual openers; |  | Window remote manual openers are described by characteristics such as operation, activation and to suit windows. An example use may be within a window hardware system.
Pr_30_36_59_98 | 30 | 36 | 59 | 98 | Window restrictor stays | ウィンドウリストリクターが留まる |  | 45-25-60/410 Window restrictor stays; |  | Window restrictor stays are described by characteristics such as third party accreditation, restrictor type and restricted opening (maximum). An example use may be within a window hardware system.
Pr_30_59 | 30 | 59 |  |  | Openings and opening component products | 開口部と開口部コンポーネント製品
Pr_30_59_01 | 30 | 59 | 01 |  | Access ramps | アクセスランプ
Pr_30_59_01_11 | 30 | 59 | 01 | 11 | Vehicle ramps | 車両ランプ
Pr_30_59_01_23 | 30 | 59 | 01 | 23 | Dog ramps | 犬用ランプ
Pr_30_59_01_27 | 30 | 59 | 01 | 27 | Equipment loading ramps | 機器ローディングランプ
Pr_30_59_01_90 | 30 | 59 | 01 | 90 | Train boarding ramps | 搭乗ランプ
Pr_30_59_01_96 | 30 | 59 | 01 | 96 | Wheelchair ramps | 車椅子用スロープ
Pr_30_59_07 | 30 | 59 | 07 |  | Blinds and shading devices | ブラインドとシェーディングデバイス |  |  |  | Anti-glare screens are described by characteristics such as form, material and colour.
Pr_30_59_07_02 | 30 | 59 | 07 | 02 | Aluminium shutters | アルミシャッター
Pr_30_59_07_03 | 30 | 59 | 07 | 03 | Anti-glare screens | アンチグレアスクリーン |  | 45-25-10/400 Anti-glare screens; |  | Anti-glare screens are described by characteristics such as form, material and colour.
Pr_30_59_07_05 | 30 | 59 | 07 | 05 | Awnings | 日よけ |  | 45-25-10/310 Awnings; |  | Awnings are described by characteristics such as size (width x depth), frame and canopy. An example use may be within a suspended structural glass wall system.
Pr_30_59_07_07 | 30 | 59 | 07 | 07 | Blackout blinds | 遮光ブラインド
Pr_30_59_07_26 | 30 | 59 | 07 | 26 | External roller blinds | 外部ローラーブラインド |  | 45-25-10/362 Exterior roller blinds; |  | Exterior roller blinds are described by characteristics such as standards, position and dimensions (minimum width x depth).
Pr_30_59_07_27 | 30 | 59 | 07 | 27 | External venetian blinds | 外部ベネチアンブラインド |  | 45-25-10/372 Exterior venetian blinds; |  | Exterior venetian blinds are described by characteristics such as standards, position and dimensions (minimum width x depth).
Pr_30_59_07_31 | 30 | 59 | 07 | 31 | Freezer blinds | 冷凍ブラインド
Pr_30_59_07_60 | 30 | 59 | 07 | 60 | Panel blinds | パネルブラインド |  | 45-25-10/400 Panel blinds; |  | Panel blinds are described by characteristics such as position, dimensions (width x height) and track arrangement. An example use may be within a general fittings, furnishings and equipment system.
Pr_30_59_07_64 | 30 | 59 | 07 | 64 | Pinoleum blinds | ピノリウムブラインド |  | 45-25-10/340 Pinoleum blinds; |  | Pinoleum blinds are described by characteristics such as position, dimensions (minimum width x depth) and material. An example use may be within a rooflight system.
Pr_30_59_07_66 | 30 | 59 | 07 | 66 | Pleated blinds | プリーツブラインド |  | 45-25-10/350 Pleated blinds; |  | Pleated blinds are described by characteristics such as standards, position and dimensions (minimum width x depth). An example use may be within a rooflight system.
Pr_30_59_07_68 | 30 | 59 | 07 | 68 | Polyvinyl chloride (PVC) shutters | ポリ塩化ビニル（PVC）シャッター
Pr_30_59_07_70 | 30 | 59 | 07 | 70 | Refrigerated display cabinet blinds | 冷蔵陳列棚ブラインド
Pr_30_59_07_72 | 30 | 59 | 07 | 72 | Roller blinds | ローラーブラインド |  | 45-25-10/360 Roller blinds; |  | Roller blinds are described by characteristics such as standards, position and dimensions (minimum width x depth). An example use may be within a daylight pipe system.
Pr_30_59_07_73 | 30 | 59 | 07 | 73 | Roman blinds | ローマのブラインド |  | 45-25-10/390 Roman blinds; |  | Roman blinds are described by characteristics such as standards, position and dimensions (width x height). An example use may be within a general fittings, furnishings and equipment system.
Pr_30_59_07_86 | 30 | 59 | 07 | 86 | Sunscreens | 日焼け止め
Pr_30_59_07_94 | 30 | 59 | 07 | 94 | Venetian blinds | ベネチアンブラインド |  | 45-25-10/370 Venetian blinds; |  | Venetian blinds are described by characteristics such as standards, position and dimensions (minimum width x depth). An example use may be within a vertical patent glazing system.
Pr_30_59_07_95 | 30 | 59 | 07 | 95 | Vertical blinds | 縦型ブラインド |  | 45-25-10/380 Vertical blinds; |  | Vertical blinds are described by characteristics such as standards, position and dimensions (minimum width x depth). An example use may be within a vertical patent glazing system.
Pr_30_59_07_96 | 30 | 59 | 07 | 96 | Wood shutters | ウッドシャッター |  | 45-25-10/320 Wood shutters; |  | Wood shutters are described by characteristics such as shutter panels, slats and finish.
Pr_30_59_09 | 30 | 59 | 09 |  | Brise-soleils and components | ブライズソレイユとコンポーネント |  |  |  | Aluminium brise-soleil struts are described by characteristics such as material, section dimensions and finish. An example use may be within a projecting brise-soleil system.
Pr_30_59_09_01 | 30 | 59 | 09 | 01 | Aluminium brise-soleil struts | アルミニウムbrise-soleil支柱 |  | 45-25-50/439 Aluminium brise-soleil struts; |  | Aluminium brise-soleil struts are described by characteristics such as material, section dimensions and finish. An example use may be within a projecting brise-soleil system.
Pr_30_59_09_02 | 30 | 59 | 09 | 02 | Aluminium brise-soleil carrier members | アルミニウムのbrise-soleilキャリアメンバー |  | 45-25-50/415 Aluminium brise-soleil carrier members; |  | Aluminium brise-soleil carrier members are described by characteristics such as material, size and finish. An example use may be within a facade aligned brise-soleil system.
Pr_30_59_09_03 | 30 | 59 | 09 | 03 | Aluminium brise-soleil louvre blades | アルミニウムのbrise-soleilルーバーブレード |  | 45-25-50/395 Aluminium brise-soleil louvre blades; |  | Aluminium brise-soleil louvre blades are described by characteristics such as profile, material and finish. An example use may be within a facade aligned brise-soleil system.
Pr_30_59_09_04 | 30 | 59 | 09 | 04 | Aluminium brise-soleil support arms | アルミニウムのbrise-soleilサポートアーム |  | 45-25-50/425 Aluminium brise-soleil support arms; |  | Aluminium brise-soleil support arms are described by characteristics such as format, material and finish. An example use may be within a projecting brise-soleil system.
Pr_30_59_09_05 | 30 | 59 | 09 | 05 | Aluminium brise-soleil units | アルミニウムのbrise-soleilユニット |  | 45-25-50/420 Brise-soleil fixed blade panels; |  | Brise-soleil fixed blade panels are described by characteristics such as support arms, brace arms and array louvre blades. An example use may be within a rigid sheet cladding system.
Pr_30_59_09_11 | 30 | 59 | 09 | 11 | Carbon steel brise-soleil struts | 炭素鋼のbrise-soleil支柱 |  | 45-25-50/440 Carbon steel brise-soleil struts; |  | Carbon steel brise-soleil struts are described by characteristics such as material, finish and colour. An example use may be within a projecting brise-soleil system.
Pr_30_59_09_12 | 30 | 59 | 09 | 12 | Carbon steel brise-soleil carrier members | 炭素鋼のbrise-soleilキャリアメンバー |  | 45-25-50/416 Carbon steel brise-soleil carrier members; |  | Carbon steel brise-soleil carrier members are described by characteristics such as material, size and finish. An example use may be within a facade aligned brise-soleil system.
Pr_30_59_09_13 | 30 | 59 | 09 | 13 | Carbon steel brise-soleil louvre blades | 炭素鋼のbrise-soleilルーバーブレード |  | 45-25-50/405 Carbon steel brise-soleil louvre blades; |  | Carbon steel brise-soleil louvre blades are described by characteristics such as profile, material and finish. An example use may be within a facade aligned brise-soleil system.
Pr_30_59_09_14 | 30 | 59 | 09 | 14 | Carbon steel brise-soleil support arms | 炭素鋼のbrise-soleilサポートアーム |  | 45-25-50/430 Carbon steel brise-soleil support arms; |  | Carbon steel brise-soleil support arms are described by characteristics such as format, material and finish. An example use may be within a projecting brise-soleil system.
Pr_30_59_09_15 | 30 | 59 | 09 | 15 | Carbon steel brise-soleil units | 炭素鋼のbrise-soleilユニット |  | 45-25-50/420 Brise-soleil fixed blade panels; |  | Brise-soleil fixed blade panels are described by characteristics such as support arms, brace arms and array louvre blades. An example use may be within a rigid sheet cladding system.
Pr_30_59_09_33 | 30 | 59 | 09 | 33 | Glass brise-soleil louvre blades | ガラスブリーゼソレイユルーバーブレード |  | 45-25-50/400 Glass brise-soleil louvre blades; |  | Glass brise-soleil louvre blades are described by characteristics such as profile, material and size. An example use may be within a suspended structural glass wall system.
Pr_30_59_09_62 | 30 | 59 | 09 | 62 | Plastics brise-soleil louvre blades | プラスチックのbrise-soleilルーバーブレード
Pr_30_59_09_63 | 30 | 59 | 09 | 63 | Plastics brise-soleil units | プラスチック製のbrise-soleilユニット
Pr_30_59_09_82 | 30 | 59 | 09 | 82 | Stainless steel brise-soleil struts | ステンレス鋼のbrise-soleil支柱 |  | 45-25-50/445 Stainless steel brise-soleil struts; |  | Stainless steel brise-soleil struts are described by characteristics such as material, finish and rod diameter. An example use may be within a projecting brise-soleil system.
Pr_30_59_09_83 | 30 | 59 | 09 | 83 | Stainless steel brise-soleil carrier members | ステンレス鋼のbrise-soleilキャリアメンバー |  | 45-25-50/417 Stainless steel brise-soleil carrier members; |  | Stainless steel brise-soleil carrier members are described by characteristics such as material, size and finish. An example use may be within a facade aligned brise-soleil system.
Pr_30_59_09_84 | 30 | 59 | 09 | 84 | Stainless steel brise-soleil louvre blades | ステンレス鋼のbrise-soleilルーバーブレード |  | 45-25-50/408 Stainless steel brise-soleil louvre blades; |  | Stainless steel brise-soleil louvre blades are described by characteristics such as profile, material and finish. An example use may be within a facade aligned brise-soleil system.
Pr_30_59_09_85 | 30 | 59 | 09 | 85 | Stainless steel brise-soleil support arms | ステンレス鋼のbrise-soleilサポートアーム |  | 45-25-50/435 Stainless steel brise-soleil support arms; |  | Stainless steel brise-soleil support arms are described by characteristics such as format, material and finish. An example use may be within a projecting brise-soleil system.
Pr_30_59_09_86 | 30 | 59 | 09 | 86 | Stainless steel brise-soleil units | ステンレス鋼のbrise-soleilユニット |  | 45-25-50/420 Brise-soleil fixed blade panels; |  | Brise-soleil fixed blade panels are described by characteristics such as support arms, brace arms and array louvre blades. An example use may be within a rigid sheet cladding system.
Pr_30_59_09_90 | 30 | 59 | 09 | 90 | Wood brise-soleil carrier members | Wood brise-soleilキャリアメンバー |  | 45-25-50/418 Wood brise-soleil carrier members; |  | Wood brise-soleil carrier members are described by characteristics such as species, size and finish. An example use may be within a facade aligned brise-soleil system.
Pr_30_59_09_91 | 30 | 59 | 09 | 91 | Wood brise-soleil louvre blades | ウッドブリスソレイユルーバーブレード |  | 45-25-50/410 Wood brise-soleil louvre blades; |  | Wood brise-soleil louvre blades are described by characteristics such as profile, wood and finish. An example use may be within a facade aligned brise-soleil system.
Pr_30_59_09_92 | 30 | 59 | 09 | 92 | Wood brise-soleil support arms | ウッドブライズソレイユサポートアーム |  | 45-25-50/437 Wood brise-soleil support arms; |  | Wood brise-soleil support arms are described by characteristics such as species, size and finish. An example use may be within a projecting brise-soleil system.
Pr_30_59_09_93 | 30 | 59 | 09 | 93 | Wood brise-soleil units | ウッドブライズソレイユユニット |  | 45-25-50/420 Brise-soleil fixed blade panels; |  | Brise-soleil fixed blade panels are described by characteristics such as support arms, brace arms and array louvre blades. An example use may be within a rigid sheet cladding system.
Pr_30_59_15 | 30 | 59 | 15 |  | Controlled pedestrian access gates | 制御された歩行者アクセスゲート
Pr_30_59_15_32 | 30 | 59 | 15 | 32 | Full-height access control gates | フルハイトアクセスコントロールゲート
Pr_30_59_15_36 | 30 | 59 | 15 | 36 | Half-height access control gates | ハーフハイトアクセスコントロールゲート
Pr_30_59_15_92 | 30 | 59 | 15 | 92 | Tripod turnstiles | 三脚回転式改札口
Pr_30_59_23 | 30 | 59 | 23 |  | Door frames and leaves | ドアフレーム |  |  |  | Aluminium door frames are described by characteristics such as third party accreditation, configuration and dimensions. An example use may be within a frame and door leaf system.
Pr_30_59_23_02 | 30 | 59 | 23 | 02 | Aluminium door frames | アルミドアフレーム |  | 45-25-28/310 Aluminium door frames; |  | Aluminium door frames are described by characteristics such as third party accreditation, configuration and dimensions. An example use may be within a frame and door leaf system.
Pr_30_59_23_11 | 30 | 59 | 23 | 11 | Carbon steel door frames | 炭素鋼ドアフレーム |  | 45-25-28/314 Steel door frames; |  | Steel door frames are described by characteristics such as third party accreditation, configuration and steel grade. An example use may be within a frame and door leaf system.
Pr_30_59_23_15 | 30 | 59 | 23 | 15 | Composite door frames | 複合ドアフレーム |  | 45-25-28/312 Composite door frames; |  | Composite door frames are described by characteristics such as third party accreditation, configuration and frame materials. An example use may be within a frame and door leaf system.
Pr_30_59_23_16 | 30 | 59 | 23 | 16 | Composite door leaves | 複合ドアの葉 |  | 45-25-28/320 Composite door leaves; |  | Composite door leaves are described by characteristics such as third party accreditation, format and thickness. An example use may be within a frame and door leaf system.
Pr_30_59_23_32 | 30 | 59 | 23 | 32 | Frameless glass door leaves | フレームレスガラスドアの葉 |  | 45-25-28/322 Frameless glass door leaves; |  | Frameless glass door leaves are described by characteristics such as format, thickness and door leaf size. An example use may be within a suspended structural glass wall system.
Pr_30_59_23_34 | 30 | 59 | 23 | 34 | Glass-reinforced plastics (GRP) door leaves | ガラス強化プラスチック（GRP）ドアリーフ |  | 45-25-28/323 GRP door leaves; |  | Grp door leaves are described by characteristics such as recycled content, format and thickness. An example use may be within a frame and door leaf system.
Pr_30_59_23_47 | 30 | 59 | 23 | 47 | Louvre door leaves | ルーバー扉
Pr_30_59_23_50 | 30 | 59 | 23 | 50 | Matchboarded door leaves | マッチボードドアリーフ |  | 45-25-28/324 Matchboarded door leaves; |  | Matchboarded door leaves are described by characteristics such as third party accreditation, wood in joinery standard and arrangement. An example use may be within a frame and door leaf system.
Pr_30_59_23_53 | 30 | 59 | 23 | 53 | Metal door leaves | 金属製のドアの葉 |  | 45-25-28/326 Metal door leaves; |  | Metal door leaves are described by characteristics such as format, thickness and door leaf size. An example use may be within a frame and door leaf system.
Pr_30_59_23_84 | 30 | 59 | 23 | 84 | Stainless steel door frames | ステンレスドアフレーム |  | 45-25-28/314 Steel door frames; |  | Steel door frames are described by characteristics such as third party accreditation, configuration and steel grade. An example use may be within a frame and door leaf system.
Pr_30_59_23_91 | 30 | 59 | 23 | 91 | Unplasticized polyvinyl chloride (PVC-U) door frames | 非可塑化ポリ塩化ビニル（PVC-U）ドアフレーム
Pr_30_59_23_92 | 30 | 59 | 23 | 92 | Unplasticized polyvinyl chloride (PVC-U) door leaves | 非可塑化ポリ塩化ビニル（PVC-U）ドアリーフ |  | 45-25-28/328 PVC-U door leaves; |  | Pvc-u door leaves are described by characteristics such as format, thickness and door leaf size. An example use may be within a frame and door leaf system.
Pr_30_59_23_96 | 30 | 59 | 23 | 96 | Wood door frames | ウッドドアフレーム |  | 45-25-28/316 Wood door frames; |  | Wood door frames are described by characteristics such as third party accreditation, wood in joinery standard and configuration. An example use may be within a frame and door leaf system.
Pr_30_59_23_97 | 30 | 59 | 23 | 97 | Wood flush door leaves | ウッドフラッシュドアリーフ |  | 45-25-28/330 Wood flush door leaves; |  | Wood flush door leaves are described by characteristics such as wood in joinery standard, format and thickness. An example use may be within a frame and door leaf system.
Pr_30_59_23_98 | 30 | 59 | 23 | 98 | Wood panelled door leaves | ウッドパネルドアリーフ |  | 45-25-28/332 Wood panelled door leaves; |  | Wood panelled door leaves are described by characteristics such as wood in joinery standard, format and thickness. An example use may be within a frame and door leaf system.
Pr_30_59_24 | 30 | 59 | 24 |  | Doorsets | ドアセット |  |  |  | Automatic revolving doorsets are described by characteristics such as third party accreditation, configuration and performance. An example use may be within a revolving doorset system.
Pr_30_59_24_04 | 30 | 59 | 24 | 04 | Automatic revolving doorsets | 自動回転ドアセット |  | 45-25-28/352 Automatic revolving doorsets; |  | Automatic revolving doorsets are described by characteristics such as third party accreditation, configuration and performance. An example use may be within a revolving doorset system.
Pr_30_59_24_14 | 30 | 59 | 24 | 14 | Collapsible gate and grille sets | 折りたたみ可能なゲートとグリルセット |  | 45-25-28/356 Collapsible gate and grille sets; |  | Collapsible gate and grille sets are described by characteristics such as third party accreditation, arrangement and frame location. An example use may be within an industrial doorset system.
Pr_30_59_24_15 | 30 | 59 | 24 | 15 | Combination doorsets | 組み合わせドアセット
Pr_30_59_24_16 | 30 | 59 | 24 | 16 | Composite doorsets | 複合ドアセット |  | 45-25-28/342 Composite doorsets; |  | Composite doorsets are described by characteristics such as third party accreditation, configuration and doorset size. An example use may be within a doorset system.
Pr_30_59_24_28 | 30 | 59 | 24 | 28 | Fire doorsets | 防火ドアセット
Pr_30_59_24_30 | 30 | 59 | 24 | 30 | Flexible doorsets | 柔軟なドアセット |  | 45-25-28/358 Flexible doorsets; |  | Flexible doorsets are described by characteristics such as third party accreditation, arrangement and door leaf. An example use may be within an industrial doorset system.
Pr_30_59_24_34 | 30 | 59 | 24 | 34 | Glass-reinforced plastics (GRP) doorsets | ガラス強化プラスチック（GRP）ドアセット |  | 45-25-28/343 GRP doorsets; |  | Grp doorsets are described by characteristics such as recycled content, format and thickness. An example use may be within a doorset system.
Pr_30_59_24_37 | 30 | 59 | 24 | 37 | High-security doorsets | 高セキュリティのドアセット |  | 45-25-28/372 High security doorsets; |  | High security doorsets are described by characteristics such as third party accreditation, security performance and fire rating.
Pr_30_59_24_38 | 30 | 59 | 24 | 38 | High-speed doorsets | 高速ドアセット |  | 45-25-28/360 High speed doorsets; |  | High speed doorsets are described by characteristics such as third party accreditation, speed (minimum) and format. An example use may be within an industrial doorset system.
Pr_30_59_24_48 | 30 | 59 | 24 | 48 | Loading bay doorsets | ベイドアセットのロード
Pr_30_59_24_49 | 30 | 59 | 24 | 49 | Louvre doorsets | ルーバードアセット
Pr_30_59_24_50 | 30 | 59 | 24 | 50 | Manual revolving doorsets | 手動回転ドアセット |  | 45-25-28/354 Manual revolving doorsets; |  | Manual revolving doorsets are described by characteristics such as third party accreditation, performance and configuration. An example use may be within a revolving doorset system.
Pr_30_59_24_52 | 30 | 59 | 24 | 52 | Metal doorsets | 金属製ドアセット |  | 45-25-28/344 Metal doorsets; |  | Metal doorsets are described by characteristics such as third party accreditation, configuration and doorset size. An example use may be within a doorset system.
Pr_30_59_24_64 | 30 | 59 | 24 | 64 | Polyvinyl chloride (PVC) strip curtain sets | ポリ塩化ビニル（PVC）ストリップカーテンセット
Pr_30_59_24_70 | 30 | 59 | 24 | 70 | Refrigerated display cabinet doors | 冷蔵陳列棚ドア
Pr_30_59_24_75 | 30 | 59 | 24 | 75 | Sectional overhead doorsets | セクショナルオーバーヘッドドアセット |  | 45-25-28/364 Sectional overhead doorsets; |  | Sectional overhead doorsets are described by characteristics such as third party accreditation, grade and arrangement. An example use may be within an industrial doorset system.
Pr_30_59_24_80 | 30 | 59 | 24 | 80 | Sliding door and partition sets | スライドドアとパーティションセット |  | 45-25-28/366 Sliding door and partition sets; |  | Sliding door and partition sets are described by characteristics such as third party accreditation, performance and arrangement. An example use may be within a sliding doorset system.
Pr_30_59_24_81 | 30 | 59 | 24 | 81 | Sliding folding doorsets | スライド式折りたたみドアセット |  | 45-25-28/368 Sliding folding shutter doorsets; |  | Sliding folding shutter doorsets are described by characteristics such as third party accreditation, grade and format. An example use may be within an industrial doorset system.
Pr_30_59_24_83 | 30 | 59 | 24 | 83 | Sliding folding shutter doorsets | スライド式フォールディングシャッタードアセット
Pr_30_59_24_84 | 30 | 59 | 24 | 84 | Sliding shutter doorsets | スライド式シャッタードアセット
Pr_30_59_24_92 | 30 | 59 | 24 | 92 | Unplasticized polyvinyl chloride (PVC-U) doorsets | 非可塑化ポリ塩化ビニル（PVC-U）ドアセット |  | 45-25-28/346 PVC-U doorsets; |  | Pvc-u doorsets are described by characteristics such as third party accreditation, configuration and doorset size. An example use may be within a doorset system.
Pr_30_59_24_93 | 30 | 59 | 24 | 93 | Up-and-over doorsets | アップドアドアセット |  | 45-25-28/374 Up-and-over doorsets; |  | Up-and-over doorsets are described by characteristics such as third party accreditation, arrangement and door. An example use may be within an industrial doorset system.
Pr_30_59_24_95 | 30 | 59 | 24 | 95 | Vertical lifting fabric doors | 垂直昇降式ファブリックドア
Pr_30_59_24_97 | 30 | 59 | 24 | 97 | Wood doorsets | 木製ドアセット |  | 45-25-28/348 Wood doorsets; |  | Wood doorsets are described by characteristics such as third party accreditation, wood in joinery standard and configuration. An example use may be within a doorset system.
Pr_30_59_28 | 30 | 59 | 28 |  | Escape products | エスケープ製品
Pr_30_59_28_26 | 30 | 59 | 28 | 26 | Escape chairs | 脱出チェア
Pr_30_59_28_27 | 30 | 59 | 28 | 27 | Escape chutes | 脱出シュート
Pr_30_59_28_28 | 30 | 59 | 28 | 28 | Escape slides | 脱出スライド
Pr_30_59_28_78 | 30 | 59 | 28 | 78 | Slings | スリング
Pr_30_59_29 | 30 | 59 | 29 |  | Fixed roof ventilators, terminals and accessories | 固定式ルーフベンチレーター、ターミナル、アクセサリー |  |  |  | Abutment ventilators are described by characteristics such as purpose, ventilation opening and colour. An example use may be within a natural stone slate roofing system.
Pr_30_59_29_02 | 30 | 59 | 29 | 02 | Abutment ventilators | アバットメントベンチレーター |  | 45-20-75/330 Abutment ventilators; |  | Abutment ventilators are described by characteristics such as purpose, ventilation opening and colour. An example use may be within a natural stone slate roofing system.
Pr_30_59_29_15 | 30 | 59 | 29 | 15 | Combined eaves fascia grilles and ventilator trays | ひさし筋グリルとベンチレーショントレイの組み合わせ |  | 45-20-75/380 Combined eaves fascia grilles and ventilator trays; |  | Combined eaves fascia grilles and ventilator trays are described by characteristics such as style, ventilation opening and grille colour. An example use may be within a reconstituted slate roofing system.
Pr_30_59_29_30 | 30 | 59 | 29 | 30 | Flat roof ventilators | 平屋根用ベンチレーター |  | 45-20-75/340 Flat roof ventilators; |  | Flat roof ventilators are described by characteristics such as material, size and termination. An example use may be within a mastic asphalt cold roof covering system.
Pr_30_59_29_62 | 30 | 59 | 29 | 62 | Plastics eaves underlay support | プラスチック軒下敷きサポート |  | 45-20-75/310 Plastics eaves underlay support; |  | Plastics eaves underlay support are described by characteristics such as style and colour. An example use may be within a reconstituted slate roofing system.
Pr_30_59_29_64 | 30 | 59 | 29 | 64 | Plastics rafter ventilator trays | プラスチック垂木ベンチレータートレイ |  | 45-20-75/320 Plastics rafter trays; |  | Plastics rafter trays are described by characteristics such as style and ventilation opening.
Pr_30_59_29_71 | 30 | 59 | 29 | 71 | Roof ridge ventilator tiles | 屋根棟換気扇タイル |  | 45-20-75/360 Ridge ventilation tiles; |  | Ridge ventilation tiles are described by characteristics such as purpose, ventilation opening and colour. An example use may be within a natural stone slate roofing system.
Pr_30_59_29_72 | 30 | 59 | 29 | 72 | Roof slope terminals | ルーフスロープターミナル |  | 45-20-75/370 Roof slope terminals; |  | Roof slope terminals are described by characteristics such as purpose, ventilation opening and profile. An example use may be within a reconstituted slate roofing system.
Pr_30_59_29_73 | 30 | 59 | 29 | 73 | Roof slope ventilator tiles | 屋根スロープベンチレータータイル |  | 45-20-75/375 Roof slope ventilator tiles; |  | Roof slope ventilator tiles are described by characteristics such as purpose, ventilation opening and colour. An example use may be within a reconstituted slate roofing system.
Pr_30_59_29_74 | 30 | 59 | 29 | 74 | Roof terminals | ルーフターミナル |  | 45-20-75/350 Ridge terminals; |  | Ridge terminals are described by characteristics such as purpose, ventilation opening and colour. An example use may be within a natural stone slate roofing system.
Pr_30_59_29_75 | 30 | 59 | 29 | 75 | Roof ventilator unit | ルーフベンチレーターユニット |  | 45-25-99/450 Roof ventilator unit; |  | Roof ventilator unit are described by characteristics such as arrangement, ventilator type and shape. An example use may be within a passive roof ventilator system.
Pr_30_59_29_77 | 30 | 59 | 29 | 77 | Rotary roof ventilators | 回転屋根ベンチレーター |  | 45-20-75/365 Rotary roof ventilators; |  | Rotary roof ventilators are described by characteristics such as ventilator type, ventilation opening and accessories.
Pr_30_59_29_82 | 30 | 59 | 29 | 82 | Strip ventilators | ストリップベンチレーター |  | 45-20-75/410 Strip ventilators; |  | Strip ventilators are described by characteristics such as purpose, ventilation opening and colour. An example use may be within a natural stone slate roofing system.
Pr_30_59_33 | 30 | 59 | 33 |  | Gate surrounds and leaves | ゲート、門扉 |  |  |  | Aluminium sheet gate leaves are described by characteristics such as frame, infill and finish as delivered.
Pr_30_59_33_02 | 30 | 59 | 33 | 02 | Aluminium sheet gate leaves | アルミシートゲートリーフ |  | 45-25-35/351 Aluminium sheet gate leaves; |  | Aluminium sheet gate leaves are described by characteristics such as frame, infill and finish as delivered.
Pr_30_59_33_03 | 30 | 59 | 33 | 03 | Aluminium vertical rail gate leaves | アルミ製縦型レールゲートリーフ |  | 45-25-35/353 Aluminium vertical rail gate leaves; |  | Aluminium vertical rail gate leaves are described by characteristics such as frame, infill and top.
Pr_30_59_33_11 | 30 | 59 | 33 | 11 | Carbon steel expanded mesh gate leaves | 炭素鋼拡張メッシュゲートリーフ |  | 45-25-35/361 Carbon steel expanded mesh gate leaves; |  | Carbon steel expanded mesh gate leaves are described by characteristics such as standards, frame and mesh infill.
Pr_30_59_33_12 | 30 | 59 | 33 | 12 | Carbon steel field gate leaves | 炭素鋼フィールドゲートの葉 |  | 45-25-35/363 Carbon steel field gate leaves; |  | Carbon steel field gate leaves are described by characteristics such as dimensions, pattern and steel sections.
Pr_30_59_33_13 | 30 | 59 | 33 | 13 | Carbon steel palisade gate leaves | 炭素鋼の柵ゲートの葉 |  | 45-25-35/365 Carbon steel palisade gate leaves; |  | Carbon steel palisade gate leaves are described by characteristics such as rails, pales and jointing.
Pr_30_59_33_14 | 30 | 59 | 33 | 14 | Carbon steel sheet gate leaves | 炭素鋼シートゲートリーフ |  | 45-25-35/367 Carbon steel sheet gate leaves; |  | Carbon steel sheet gate leaves are described by characteristics such as standards, frame and infill.
Pr_30_59_33_15 | 30 | 59 | 33 | 15 | Carbon steel vertical section gate leaves | 炭素鋼垂直断面ゲートリーフ |  | 45-25-35/369 Carbon steel vertical section gate leaves; |  | Carbon steel vertical section gate leaves are described by characteristics such as frame, infill arrangement and top.
Pr_30_59_33_16 | 30 | 59 | 33 | 16 | Carbon steel welded mesh gate leaves | 炭素鋼溶接メッシュゲートリーフ |  | 45-25-35/371 Carbon steel welded mesh gate leaves; |  | Carbon steel welded mesh gate leaves are described by characteristics such as standards, frame and infill mesh size.
Pr_30_59_33_33 | 30 | 59 | 33 | 33 | Gate arches | ゲートアーチ |  | 45-25-35/421 Gate arch; |  | Gate arch are described by characteristics such as clearance dimensions, material and finishes. An example use may be within a folding gate system.
Pr_30_59_33_34 | 30 | 59 | 33 | 34 | Glass infill gate leaves | ガラス充填ゲートリーフ |  | 45-25-35/401 Glass infill gate leaves; |  | Glass infill gate leaves are described by characteristics such as frame, glass infill and fixing requirements.
Pr_30_59_33_35 | 30 | 59 | 33 | 35 | Glazing plastics gate leaves | プラスチックゲートの葉の艶出し |  | 45-25-35/391 Glazing plastics gate leaves; |  | Glazing plastics gate leaves are described by characteristics such as frame and glazing plastics infill.
Pr_30_59_33_36 | 30 | 59 | 33 | 36 | Hardwood field gate leaves | 広葉樹フィールドゲートの葉 |  | 45-25-35/415 Wood field gate leaves; |  | Wood field gate leaves are described by characteristics such as timber, pattern and jointing.
Pr_30_59_33_37 | 30 | 59 | 33 | 37 | Hardwood gate leaves | 広葉樹ゲートの葉 |  | 45-25-35/413 Prefabricated wood gate leaves; |  | Prefabricated wood gate leaves are described by characteristics such as frame, infill pattern and panel toppings.
Pr_30_59_33_38 | 30 | 59 | 33 | 38 | Hardwood gate surrounds | ハードウッドゲートサラウンド |  | 45-25-35/427 Wood gate surrounds; |  | Wood gate surrounds are described by characteristics such as configuration, height and internal dimensions (nominal).
Pr_30_59_33_39 | 30 | 59 | 33 | 39 | Hardwood palisade gate leaves | 広葉樹柵ゲートの葉 |  | 45-25-35/417 Wood palisade gate leaves; |  | Wood palisade gate leaves are described by characteristics such as frame, rails and pales.
Pr_30_59_33_47 | 30 | 59 | 33 | 47 | Lock paddle gates | ゲートパドルロック
Pr_30_59_33_52 | 30 | 59 | 33 | 52 | Metal gate surrounds | メタルゲートサラウンド |  | 45-25-35/425 Metal gate surrounds; |  | Metal gate surrounds are described by characteristics such as configuration, height and internal dimensions (nominal).
Pr_30_59_33_62 | 30 | 59 | 33 | 62 | Plastics gate leaves | プラスチック製ゲートの葉 |  | 45-25-35/393 Prefabricated plastics gate leaves; |  | Prefabricated plastics gate leaves are described by characteristics such as frame and plastics infill.
Pr_30_59_33_63 | 30 | 59 | 33 | 63 | Plywood sheet gate leaves | 合板シートゲートの葉 |  | 45-25-35/411 Plywood sheet gate leaves; |  | Plywood sheet gate leaves are described by characteristics such as frame, plywood infill and finish as delivered.
Pr_30_59_33_78 | 30 | 59 | 33 | 78 | Stainless steel expanded mesh gate leaves | ステンレス鋼の拡張メッシュゲートリーフ |  | 45-25-35/373 Stainless steel expanded mesh gate leaves; |  | Stainless steel expanded mesh gate leaves are described by characteristics such as standards, frame and infill mesh size.
Pr_30_59_33_82 | 30 | 59 | 33 | 82 | Stainless steel sheet gate leaves | ステンレスシートゲートゲート |  | 45-25-35/375 Stainless steel sheet gate leaves; |  | Stainless steel sheet gate leaves are described by characteristics such as standards, frame and stainless steel infill.
Pr_30_59_33_84 | 30 | 59 | 33 | 84 | Stainless steel vertical rail gate leaves | ステンレス鋼の縦の柵のゲートの葉 |  | 45-25-35/377 Stainless steel vertical rail gate leaves; |  | Stainless steel vertical rail gate leaves are described by characteristics such as frame, infill arrangement and top.
Pr_30_59_33_98 | 30 | 59 | 33 | 98 | Wrought iron decorative gate leaves | 錬鉄の装飾的なゲートの葉 |  | 45-25-35/381 Wrought iron decorative gate leaves; |  | Wrought iron decorative gate leaves are described by characteristics such as wrought iron type, properties and frame.
Pr_30_59_33_99 | 30 | 59 | 33 | 99 | Wrought iron vertical rail gate leaves | 錬鉄製の垂直レールゲートの葉 |  | 45-25-35/383 Wrought iron vertical rail gate leaves; |  | Wrought iron vertical rail gate leaves are described by characteristics such as wrought iron type, properties and frame.
Pr_30_59_34 | 30 | 59 | 34 |  | Gates and turnstiles | ゲートと改札口 |  |  |  | Aluminium full height turnstiles are described by characteristics such as rotation, control unit and leaves and surrounds. An example use may be within a turnstile system.
Pr_30_59_34_01 | 30 | 59 | 34 | 01 | Aluminium full-height turnstiles | アルミ製フルハイト回転式改札口 |  | 45-25-35/341 Aluminium full height turnstiles; |  | Aluminium full height turnstiles are described by characteristics such as rotation, control unit and leaves and surrounds. An example use may be within a turnstile system.
Pr_30_59_34_02 | 30 | 59 | 34 | 02 | Aluminium gates | アルミゲート |  | 45-25-35/301 Aluminium gates; |  | Aluminium gates are described by characteristics such as dimensions, posts and gate leaves. An example use may be within a hinged gate system.
Pr_30_59_34_03 | 30 | 59 | 34 | 03 | Aluminium safety gates | アルミ製安全扉 |  | 45-30-75/455 Aluminium safety gates; |  | Aluminium safety gates are described by characteristics such as handrail, diameter and end post. An example use may be within a working platform and walkway system.
Pr_30_59_34_10 | 30 | 59 | 34 | 10 | Canal lock gates | 運河水門
Pr_30_59_34_11 | 30 | 59 | 34 | 11 | Carbon steel bridle gates | 炭素鋼ブライドルゲート |  | 45-25-35/321 Carbon steel bridle gates; |  | Carbon steel bridle gates are described by characteristics such as height, gate width (clear between posts) and finish as delivered. An example use may be within an animal gate system.
Pr_30_59_34_12 | 30 | 59 | 34 | 12 | Carbon steel dog gates | 炭素鋼犬用ゲート |  | 45-25-35/323 Carbon steel dog gates; |  | Carbon steel dog gates are described by characteristics such as height, gate width (clear between posts) and finish as delivered. An example use may be within an animal gate system.
Pr_30_59_34_13 | 30 | 59 | 34 | 13 | Carbon steel full-height turnstiles | 炭素鋼フルハイト回転式改札口 |  | 45-25-35/343 Carbon steel full height turnstiles; |  | Carbon steel full height turnstiles are described by characteristics such as rotation, control unit and leaves and surrounds. An example use may be within a turnstile system.
Pr_30_59_34_14 | 30 | 59 | 34 | 14 | Carbon steel gates | 炭素鋼ゲート |  | 45-25-35/303 Carbon steel gates; |  | Carbon steel gates are described by characteristics such as dimensions, posts and gate leaves. An example use may be within a hinged gate system.
Pr_30_59_34_15 | 30 | 59 | 34 | 15 | Carbon steel half-height turnstiles | 炭素鋼ハーフハイト回転式改札口 |  | 45-25-35/345 Carbon steel half height turnstiles; |  | Carbon steel half height turnstiles are described by characteristics such as turnstile type, rotation and control unit. An example use may be within a turnstile system.
Pr_30_59_34_16 | 30 | 59 | 34 | 16 | Carbon steel kissing gates | 炭素鋼のキスゲート |  | 45-25-35/325 Carbon steel kissing gates; |  | Carbon steel kissing gates are described by characteristics such as configuration, height and internal dimensions (nominal). An example use may be within a kissing gate system.
Pr_30_59_34_17 | 30 | 59 | 34 | 17 | Carbon steel motorbike inhibitors | 炭素鋼バイク阻害剤 |  | 45-25-35/327 Carbon steel motorbike inhibitors; |  | Carbon steel motorbike inhibitors are described by characteristics such as height, gate width (clear between posts) and finish as delivered. An example use may be within an in-line inhibitor system.
Pr_30_59_34_18 | 30 | 59 | 34 | 18 | Carbon steel safety gates | 炭素鋼安全扉 |  | 45-30-75/460 Carbon steel safety gates; |  | Carbon steel safety gates are described by characteristics such as arrangement, handrail and end post. An example use may be within a working platform and walkway system.
Pr_30_59_34_19 | 30 | 59 | 34 | 19 | Composite full-height turnstiles | 複合フルハイト回転式改札口
Pr_30_59_34_20 | 30 | 59 | 34 | 20 | Composite gates | 複合ゲート |  | 45-25-35/305 Composite gates; |  | Composite gates are described by characteristics such as configuration, dimensions and posts. An example use may be within a hinged gate system.
Pr_30_59_34_22 | 30 | 59 | 34 | 22 | Composite half-height turnstiles | 複合ハーフハイト回転式改札口
Pr_30_59_34_30 | 30 | 59 | 34 | 30 | Flood gates | 水門
Pr_30_59_34_34 | 30 | 59 | 34 | 34 | Glazed half-height turnstiles | ガラス製ハーフハイト回転式改札口
Pr_30_59_34_35 | 30 | 59 | 34 | 35 | Glazed gates | ガラスゲート |  | 45-25-35/309 Glazed gates; |  | Glazed gates are described by characteristics such as configuration, dimensions and posts. An example use may be within a hinged gate system.
Pr_30_59_34_36 | 30 | 59 | 34 | 36 | Hardwood bridle gates | 広葉樹ブライドルゲート |  | 45-25-35/331 Wood bridle gates; |  | Wood bridle gates are described by characteristics such as height, gate width (clear between posts) and timber. An example use may be within an animal gate system.
Pr_30_59_34_37 | 30 | 59 | 34 | 37 | Hardwood dog gates | 堅材の犬用ゲート |  | 45-25-35/333 Wood dog gates; |  | Wood dog gates are described by characteristics such as height, gate width (clear between posts) and timber. An example use may be within an animal gate system.
Pr_30_59_34_38 | 30 | 59 | 34 | 38 | Hardwood gates | 広葉樹門 |  | 45-25-35/315 Wood gates; |  | Wood gates are described by characteristics such as dimensions, posts and gate leaves. An example use may be within a hinged gate system.
Pr_30_59_34_39 | 30 | 59 | 34 | 39 | Hardwood kissing gates | 広葉樹のキスゲート |  | 45-25-35/335 Wood kissing gates; |  | Wood kissing gates are described by characteristics such as configuration, height and internal dimensions (nominal). An example use may be within a kissing gate system.
Pr_30_59_34_40 | 30 | 59 | 34 | 40 | Hardwood ladder stiles | 堅木張りのはしご |  | 45-25-35/337 Wood ladder stiles; |  | Wood ladder stiles are described by characteristics such as dimensions, tread depth (minimum) and hand posts. An example use may be within a stile system.
Pr_30_59_34_41 | 30 | 59 | 34 | 41 | Hardwood post and rail stiles | 広葉樹のポストとレールのスタイル |  | 45-25-35/339 Wood post and rail stiles; |  | Wood post and rail stiles are described by characteristics such as dimensions, post section and treads. An example use may be within a stile system.
Pr_30_59_34_64 | 30 | 59 | 34 | 64 | Plastics full-height turnstiles | プラスチック製フルハイト回転式改札口
Pr_30_59_34_65 | 30 | 59 | 34 | 65 | Plastics gates | プラスチックゲート |  | 45-25-35/311 Plastics gates; |  | Plastics gates are described by characteristics such as dimensions, posts and gate leaves. An example use may be within a hinged gate system.
Pr_30_59_34_78 | 30 | 59 | 34 | 78 | Stainless steel full-height turnstiles | ステンレス鋼のフルハイトの回転木戸 |  | 45-25-35/347 Stainless steel full height turnstiles; |  | Stainless steel full height turnstiles are described by characteristics such as rotation, control unit and leaves and surrounds. An example use may be within a turnstile system.
Pr_30_59_34_80 | 30 | 59 | 34 | 80 | Stainless steel gates | ステンレス鋼ゲート |  | 45-25-35/313 Stainless steel gates; |  | Stainless steel gates are described by characteristics such as dimensions, posts and gate leaves. An example use may be within a hinged gate system.
Pr_30_59_34_88 | 30 | 59 | 34 | 88 | Stainless steel half-height turnstiles | ステンレス製のハーフハイト回転式改札口 |  | 45-25-35/349 Stainless steel half height turnstiles; |  | Stainless steel half height turnstiles are described by characteristics such as turnstile type, rotation and control unit. An example use may be within a turnstile system.
Pr_30_59_34_90 | 30 | 59 | 34 | 90 | Stainless steel safety gates | ステンレス鋼安全扉 |  | 45-30-75/465 Stainless steel safety gates; |  | Stainless steel safety gates are described by characteristics such as arrangement, handrail and end post. An example use may be within a working platform and walkway system.
Pr_30_59_34_98 | 30 | 59 | 34 | 98 | Wrought iron gates | 錬鉄製の門 |  | 45-25-35/317 Wrought iron gates; |  | Wrought iron gates are described by characteristics such as dimensions, posts and gate leaves. An example use may be within a hinged gate system.
Pr_30_59_36 | 30 | 59 | 36 |  | Hatches and access panels | ハッチとアクセスパネル |  |  |  | Access panels are described by characteristics such as fire rating, position and size. An example use may be within a wood floating floor system.
Pr_30_59_36_01 | 30 | 59 | 36 | 01 | Access panels | アクセスパネル |  | 45-45-00/310 Access panels; |  | Access panels are described by characteristics such as fire rating, position and size. An example use may be within a wood floating floor system.
Pr_30_59_36_02 | 30 | 59 | 36 | 02 | Aluminium access hatches | アルミ製アクセスハッチ |  | 45-25-28/426 Aluminium access hatches; |  | Aluminium access hatches are described by characteristics such as third party accreditation, components and finish. An example use may be within a hatch system.
Pr_30_59_36_11 | 30 | 59 | 36 | 11 | Carbon steel access hatches | 炭素鋼アクセスハッチ |  | 45-25-28/428 Carbon steel access hatches; |  | Carbon steel access hatches are described by characteristics such as third party accreditation, components and finish. An example use may be within a hatch system.
Pr_30_59_36_30 | 30 | 59 | 36 | 30 | Floor hatches | 床ハッチ |  | 45-25-28/420 Floor hatches; |  | Floor hatches are described by characteristics such as third party accreditation, format and door. An example use may be within a hatch system.
Pr_30_59_36_50 | 30 | 59 | 36 | 50 | Manual trapdoors | 手動トラップドア
Pr_30_59_36_74 | 30 | 59 | 36 | 74 | Roof hatches | 屋根ハッチ |  | 45-25-28/422 Roof hatches; |  | Roof hatches are described by characteristics such as third party accreditation, format and door. An example use may be within a bitumen membrane shingle roofing system.
Pr_30_59_36_76 | 30 | 59 | 36 | 76 | Self-closing safety hatches | 自動閉鎖安全ハッチ |  | 45-30-75/470 Self closing safety hatches; |  | Self closing safety hatches are described by characteristics such as material, edging section and size (length x width). An example use may be within a working platform and walkway system.
Pr_30_59_36_78 | 30 | 59 | 36 | 78 | Self-closing trapdoors | 自動閉鎖トラップドア |  | 45-25-28/432 Self closing trapdoor; |  | Self closing trapdoor are described by characteristics such as third party accreditation, material and arrangement. An example use may be within a hatch system.
Pr_30_59_36_80 | 30 | 59 | 36 | 80 | Stainless steel access hatches | ステンレス鋼のアクセスハッチ |  | 45-25-28/430 Stainless steel access hatches; |  | Stainless steel access hatches are described by characteristics such as third party accreditation, components and finish. An example use may be within a hatch system.
Pr_30_59_36_96 | 30 | 59 | 36 | 96 | Wall hatches | 壁ハッチ |  | 45-25-28/424 Wall hatches; |  | Wall hatches are described by characteristics such as third party accreditation, format and door. An example use may be within a hatch system.
Pr_30_59_46 | 30 | 59 | 46 |  | Lift barriers | 踊り場ドア |  |  |  | Landing doors, frames and sills are described by characteristics such as door type, landing doors and bottom door guides. An example use may be within an electric lift system.
Pr_30_59_46_46 | 30 | 59 | 46 | 46 | Lift landing doorsets | 踊り場ドアセット |  | 90-80-60/320 Landing doors, frames and sills; |  | Landing doors, frames and sills are described by characteristics such as door type, landing doors and bottom door guides. An example use may be within an electric lift system.
Pr_30_59_46_47 | 30 | 59 | 46 | 47 | Lift landing frames | 踊り場ドアフレーム |  | 90-80-60/320 Landing doors, frames and sills; |  | Landing doors, frames and sills are described by characteristics such as door type, landing doors and bottom door guides. An example use may be within an electric lift system.
Pr_30_59_46_48 | 30 | 59 | 46 | 48 | Lift landing sills | 踊り場 |  | 90-80-60/320 Landing doors, frames and sills; |  | Landing doors, frames and sills are described by characteristics such as door type, landing doors and bottom door guides. An example use may be within an electric lift system.
Pr_30_59_46_49 | 30 | 59 | 46 | 49 | Lift platform barriers | 踊り場バリア
Pr_30_59_46_63 | 30 | 59 | 46 | 63 | Platform lift landing doorsets and gates | 踊り場ドアセットゲート
Pr_30_59_48 | 30 | 59 | 48 |  | Louvres and components | ルーバー |  |  |  | Aluminium louvre blades are described by characteristics such as profile, material and finish. An example use may be within a louvre screen system.
Pr_30_59_48_02 | 30 | 59 | 48 | 02 | Aluminium louvre blades | アルミルーバーブレード |  | 45-25-50/360 Aluminium louvre blades; |  | Aluminium louvre blades are described by characteristics such as profile, material and finish. An example use may be within a louvre screen system.
Pr_30_59_48_03 | 30 | 59 | 48 | 03 | Aluminium louvre frames | アルミルーバーフレーム |  | 45-25-50/340 Aluminium louvre frames; |  | Aluminium louvre frames are described by characteristics such as size, material and finish. An example use may be within a louvre screen system.
Pr_30_59_48_04 | 30 | 59 | 48 | 04 | Aluminium louvre panel units | アルミルーバーパネルユニット |  | 45-25-50/305 Aluminium louvre panel units; |  | Aluminium louvre panel units are described by characteristics such as size (l x w x d), material and finish. An example use may be within a rigid sheet cladding system.
Pr_30_59_48_11 | 30 | 59 | 48 | 11 | Carbon steel louvre blades | 炭素鋼ルーバーブレード |  | 45-25-50/370 Carbon steel louvre blades; |  | Carbon steel louvre blades are described by characteristics such as profile, material and finish. An example use may be within a louvre screen system.
Pr_30_59_48_12 | 30 | 59 | 48 | 12 | Carbon steel louvre frames | 炭素鋼ルーバーフレーム |  | 45-25-50/345 Carbon steel louvre frames; |  | Carbon steel louvre frames are described by characteristics such as size, material and finish. An example use may be within a louvre screen system.
Pr_30_59_48_13 | 30 | 59 | 48 | 13 | Carbon steel louvre panel units | 炭素鋼ルーバーパネルユニット |  | 45-25-50/310 Carbon steel louvre panel units; |  | Carbon steel louvre panel units are described by characteristics such as size (l x w x d), material and finish. An example use may be within a rigid sheet cladding system.
Pr_30_59_48_34 | 30 | 59 | 48 | 34 | Glass louvre blades | ガラスルーバーブレード |  | 45-25-50/365 Glass louvre blades; |  | Glass louvre blades are described by characteristics such as size, glass and mounting arrangement. An example use may be within a suspended structural glass wall system.
Pr_30_59_48_52 | 30 | 59 | 48 | 52 | Mirror louvre units | ミラールーバーユニット
Pr_30_59_48_65 | 30 | 59 | 48 | 65 | Plastic louvre blades | プラスチックルーバーブレード |  | 45-25-50/375 Plastic louvre blades; |  | Plastic louvre blades are described by characteristics such as profile, size and material. An example use may be within a louvre screen system.
Pr_30_59_48_77 | 30 | 59 | 48 | 77 | Screening and ventilation access doors | スクリーニングおよび換気アクセスドア |  | 45-25-50/335 Screening and ventilation louvre access doors; |  | Screening and ventilation louvre access doors are described by characteristics such as size, format and material. An example use may be within a panellized louvre screen system.
Pr_30_59_48_78 | 30 | 59 | 48 | 78 | Screening and ventilation louvre support frames | スクリーニングおよび換気ルーバーサポートフレーム |  | 45-25-50/330 Screening and ventilation louvre support frames; |  | Screening and ventilation louvre support frames are described by characteristics such as overall dimensions, components and materials. An example use may be within a panellized louvre screen system.
Pr_30_59_48_83 | 30 | 59 | 48 | 83 | Stainless steel louvre blades | ステンレス鋼のルーバーブレード |  | 45-25-50/380 Stainless steel louvre blades; |  | Stainless steel louvre blades are described by characteristics such as profile, material and finish. An example use may be within a louvre screen system.
Pr_30_59_48_84 | 30 | 59 | 48 | 84 | Stainless steel louvre frames | ステンレス鋼のルーバーフレーム |  | 45-25-50/350 Stainless steel louvre frames; |  | Stainless steel louvre frames are described by characteristics such as size, material and finish. An example use may be within a louvre screen system.
Pr_30_59_48_85 | 30 | 59 | 48 | 85 | Stainless steel louvre panel units | ステンレススチールルーバーパネルユニット |  | 45-25-50/312 Stainless steel louvre panel units; |  | Stainless steel louvre panel units are described by characteristics such as size (l x w x d), material and finish. An example use may be within a louvre screen system.
Pr_30_59_48_96 | 30 | 59 | 48 | 96 | Wood louvre blades | ウッドルーバーブレード |  | 45-25-50/385 Wood louvre blades; |  | Wood louvre blades are described by characteristics such as profile, size and wood. An example use may be within a louvre screen system.
Pr_30_59_48_97 | 30 | 59 | 48 | 97 | Wood louvre frames | ウッドルーバーフレーム |  | 45-25-50/355 Wood louvre frames; |  | Wood louvre frames are described by characteristics such as size, species and finish. An example use may be within a louvre screen system.
Pr_30_59_48_98 | 30 | 59 | 48 | 98 | Wood louvre panel units | ウッドルーバーパネルユニット |  | 45-25-50/315 Wood louvre panel units; |  | Wood louvre panel units are described by characteristics such as size (l x w x d), species and finish. An example use may be within a rigid sheet cladding system.
Pr_30_59_57 | 30 | 59 | 57 |  | Opening security and protection products | セキュリティおよび保護製品を開く |  |  |  | Anti-burglar bars are described by characteristics such as bars and accessories. An example use may be within a daylight pipe system.
Pr_30_59_57_04 | 30 | 59 | 57 | 04 | Anti-burglar window bars | 防犯ウィンドウバー |  | 45-25-97/345 Anti-burglar bars; |  | Anti-burglar bars are described by characteristics such as bars and accessories. An example use may be within a daylight pipe system.
Pr_30_59_57_07 | 30 | 59 | 57 | 07 | Bird guards | バードガード |  | 45-35-22/430 Bird guards; |  | Bird guards are described by characteristics such as target species, format and size. An example use may be within a bird control system.
Pr_30_59_57_08 | 30 | 59 | 57 | 08 | Bird guard mesh | バードガードメッシュ |  | 45-25-50/455 Bird guard mesh; |  | Bird guard mesh are described by characteristics such as material, finish and size. An example use may be within a rigid sheet cladding system.
Pr_30_59_57_28 | 30 | 59 | 57 | 28 | Escalator shutters | エスカレーターシャッター
Pr_30_59_57_29 | 30 | 59 | 57 | 29 | Firebreak shutters | 防火シャッター
Pr_30_59_57_40 | 30 | 59 | 57 | 40 | Insect guard mesh | 防虫網 |  | 45-25-50/450 Insect guard mesh; |  | Insect guard mesh are described by characteristics such as material, finish and size. An example use may be within a rigid sheet cladding system.
Pr_30_59_57_41 | 30 | 59 | 57 | 41 | Insect guards | 虫よけ |  | 45-35-22/435 Insect guards; |  | Insect guards are described by characteristics such as target species, format and size. An example use may be within an insect control system.
Pr_30_59_57_58 | 30 | 59 | 57 | 58 | Overhead ventilators | オーバーヘッドベンチレーター |  | 45-25-97/360 Overhead ventilators; |  | Overhead ventilators are described by characteristics such as third party accreditation, installation type and thermal performance. An example use may be within an external window system.
Pr_30_59_57_76 | 30 | 59 | 57 | 76 | Security shutters | セキュリティシャッター
Pr_30_59_57_77 | 30 | 59 | 57 | 77 | Security window screens | セキュリティウィンドウ画面 |  | 45-25-97/350 Security screens; |  | Security screens are described by characteristics such as screen and accessories. An example use may be within a window walling system.
Pr_30_59_58 | 30 | 59 | 58 |  | Operable roof ventilators | 操作可能なルーフベンチレーター |  |  |  | Glazed roof vents with remote manual operation are described by characteristics such as operating modes, style and dimensions.
Pr_30_59_58_50 | 30 | 59 | 58 | 50 | Manual control glazed roof ventilators | 手動制御ガラス屋根の換気装置 |  | 45-25-99/460 Glazed roof vents with remote manual operation; |  | Glazed roof vents with remote manual operation are described by characteristics such as operating modes, style and dimensions.
Pr_30_59_58_88 | 30 | 59 | 58 | 88 | Thermostatic control glazed roof ventilators | サーモスタット制御ガラス屋根換気装置 |  | 45-25-99/455 Automatic glazed roof vents with thermostatic control; |  | Automatic glazed roof vents with thermostatic control are described by characteristics such as operating modes, style and dimensions.
Pr_30_59_59 | 30 | 59 | 59 |  | Operable vehicular barriers | 操作可能な車両障壁 |  |  |  | Heavy-duty cantilevered sliding beams are described by characteristics such as method of operation, barrier dimension and posts. An example use may be within a heavy duty sliding barrier system.
Pr_30_59_59_11 | 30 | 59 | 59 | 11 | Cantilevered sliding beam vehicular barriers | 片持ちスライディングビーム車両用バリア |  | 45-25-58/310 Heavy-duty cantilevered sliding beams; |  | Heavy-duty cantilevered sliding beams are described by characteristics such as method of operation, barrier dimension and posts. An example use may be within a heavy duty sliding barrier system.
Pr_30_59_59_38 | 30 | 59 | 59 | 38 | Height restrictors | 高さリストリクター |  | 45-25-35/423 Height restrictors; |  | Height restrictors are described by characteristics such as clearance dimensions, material and finish as delivered. An example use may be within a height restrictor system.
Pr_30_59_59_39 | 30 | 59 | 59 | 39 | Horizontal swing vehicular barriers | 水平スイング車両用バリア |  | 45-25-58/350 Horizontal swing barriers; |  | Horizontal swing barriers are described by characteristics such as method of operation, dimensions and posts. An example use may be within a horizontal swing gate system.
Pr_30_59_59_72 | 30 | 59 | 59 | 72 | Rising arm vehicular barriers | 上昇式車両バリア |  | 45-25-58/330 Rising arm barriers; |  | Rising arm barriers are described by characteristics such as method of operation, span and posts. An example use may be within a rising arm barrier system.
Pr_30_59_59_79 | 30 | 59 | 59 | 79 | Sliding vehicular barriers | 車両バリアのスライド |  | 45-25-58/320 Heavy-duty sliding barriers; |  | Heavy-duty sliding barriers are described by characteristics such as format, method of operation and barrier dimension. An example use may be within a heavy duty sliding barrier system.
Pr_30_59_60 | 30 | 59 | 60 |  | Passenger boarding bridges | 旅客搭乗橋 |  |  |  | Apron drive passenger boarding bridge are described by characteristics such as sidewall material, elevation system and dimensions.
Pr_30_59_60_03 | 30 | 59 | 60 | 03 | Apron drive passenger boarding bridges | エプロンドライブ旅客搭乗橋 |  | 45-30-05/300 Apron drive passenger boarding bridge; |  | Apron drive passenger boarding bridge are described by characteristics such as sidewall material, elevation system and dimensions.
Pr_30_59_60_15 | 30 | 59 | 60 | 15 | Commuter passenger boarding bridges | 通勤旅客搭乗橋 |  | 45-30-05/330 Commuter passenger boarding bridge; |  | Commuter passenger boarding bridge are described by characteristics such as sidewall material, elevation system and dimensions.
Pr_30_59_60_56 | 30 | 59 | 60 | 56 | Noseloader passenger boarding bridges | ノーズローダー旅客搭乗橋 |  | 45-30-05/310 Noseloader passenger boarding bridge; |  | Noseloader passenger boarding bridge are described by characteristics such as sidewall material, elevation system and dimensions.
Pr_30_59_60_80 | 30 | 59 | 60 | 80 | Ship boarding gangways | 船搭乗ギャングウェイ
Pr_30_59_60_87 | 30 | 59 | 60 | 87 | T bridge passenger boarding bridges | Tブリッジ旅客搭乗橋 |  | 45-30-05/320 T-bridge passenger boarding bridge; |  | T-bridge passenger boarding bridge are described by characteristics such as sidewall material, elevation system and dimensions.
Pr_30_59_61 | 30 | 59 | 61 |  | Pavement and floorlight and venting products | 舗装、フロアライト、通気製品 |  |  |  | Precast concrete glazed floor panels are described by characteristics such as panel configuration, panel size and glazing units. An example use may be within a precast floor and roof glazing system.
Pr_30_59_61_32 | 30 | 59 | 61 | 32 | Glazed floorlight panels | ガラス張りの床ライトパネル |  | 45-20-60/305 Precast concrete glazed floor panels; |  | Precast concrete glazed floor panels are described by characteristics such as panel configuration, panel size and glazing units. An example use may be within a precast floor and roof glazing system.
Pr_30_59_61_33 | 30 | 59 | 61 | 33 | Glazed lift-out floorlight access panel | ガラス張りのリフトアウトフロアライトアクセスパネル |  | 45-20-60/315 Precast concrete glazed lift out floor access panel; |  | Precast concrete glazed lift out floor access panel are described by characteristics such as panel configuration, panel size and glazing units. An example use may be within a precast lift-out access floor and roof glazing systems.
Pr_30_59_61_34 | 30 | 59 | 61 | 34 | Glazed lift-out access pavement light panels | ガラス張りのリフトアウトアクセス舗装ライトパネル |  | 45-20-60/310 Precast concrete glazed lift-out access pavement light panels; |  | Precast concrete glazed lift-out access pavement light panels are described by characteristics such as panel configuration, panel size and glazing units. An example use may be within a precast lift-out access pavement glazing system.
Pr_30_59_61_35 | 30 | 59 | 61 | 35 | Glazed pavement light panels | ガラス舗装ライトパネル |  | 45-20-60/325 Precast concrete glazed pavement panels; |  | Precast concrete glazed pavement panels are described by characteristics such as panel configuration, panel size and glazing units. An example use may be within a precast pavement glazing system.
Pr_30_59_61_36 | 30 | 59 | 61 | 36 | Glazed smoke venting panels | ガラス煙換気パネル |  | 45-20-60/335 Precast concrete glazed smoke venting panels; |  | Precast concrete glazed smoke venting panels are described by characteristics such as panel configuration, panel size and glazing units. An example use may be within a precast glazed smoke venting system.
Pr_30_59_61_57 | 30 | 59 | 61 | 57 | Non-glazed smoke venting panels | 非ガラス張りの煙抜きパネル |  | 45-20-60/340 Precast concrete non-glazed smoke venting panels; |  | Precast concrete non-glazed smoke venting panels are described by characteristics such as panel configuration, panel size and concrete. An example use may be within a precast non-glazed smoke venting system.
Pr_30_59_72 | 30 | 59 | 72 |  | Rooflights | ルーフライト |  |  |  | Daylight pipes are described by characteristics such as fire performance, material and internal finish. An example use may be within a daylight pipe system.
Pr_30_59_72_17 | 30 | 59 | 72 | 17 | Continuous rooflights | 連続ルーフライト
Pr_30_59_72_21 | 30 | 59 | 72 | 21 | Daylight pipes | 昼光パイプ |  | 45-25-99/420 Daylight pipes; |  | Daylight pipes are described by characteristics such as fire performance, material and internal finish. An example use may be within a daylight pipe system.
Pr_30_59_72_24 | 30 | 59 | 72 | 24 | Dormers | ドーマ
Pr_30_59_72_25 | 30 | 59 | 72 | 25 | Double glazed light pipe diffusers | 二重ガラスライトパイプディフューザー |  | 45-25-99/435 Double glazed diffusers; |  | Double glazed diffusers are described by characteristics such as finish and colour, size and pattern. An example use may be within a daylight pipe system.
Pr_30_59_72_30 | 30 | 59 | 72 | 30 | Factory-assembled insulating rooflights (FAIRs) | 工場で組み立てられた断熱ルーフライト（FAIR） |  | 45-65-60/330 Factory assembled insulating rooflights (FAIRS); |  | Factory assembled insulating rooflights (fairs) are described by characteristics such as material, performance requirements and light transmission. An example use may be within a metal profiled sheet roof covering system.
Pr_30_59_72_31 | 30 | 59 | 72 | 31 | Framed rooflights | 額装ルーフライト |  | 45-25-99/410 Framed rooflights; |  | Framed rooflights are described by characteristics such as form, size and fire performance. An example use may be within a rooflight system.
Pr_30_59_72_33 | 30 | 59 | 72 | 33 | Glazed lift-out rooflight access panels | ガラス張りのリフトアウトルーフライトアクセスパネル |  | 45-20-60/320 Precast concrete glazed lift out roof access panel; |  | Precast concrete glazed lift out roof access panel are described by characteristics such as panel configuration, panel size and glazing units. An example use may be within a precast lift-out access floor and roof glazing systems.
Pr_30_59_72_34 | 30 | 59 | 72 | 34 | Glazed rooflight panels | ガラス屋根パネル |  | 45-20-60/330 Precast concrete glazed roof panels; |  | Precast concrete glazed roof panels are described by characteristics such as panel configuration, panel size and glazing units. An example use may be within a precast floor and roof glazing system.
Pr_30_59_72_42 | 30 | 59 | 72 | 42 | Individual rooflights | 個々のルーフライト
Pr_30_59_72_46 | 30 | 59 | 72 | 46 | Lantern lights | ランタンライト
Pr_30_59_72_48 | 30 | 59 | 72 | 48 | Light reflectors (motorized) | 反射板（電動）
Pr_30_59_72_57 | 30 | 59 | 72 | 57 | North lights | ノースライト
Pr_30_59_72_77 | 30 | 59 | 72 | 77 | Skylights | 天窓
Pr_30_59_72_94 | 30 | 59 | 72 | 94 | Ventilating light pipe diffusers | 換気用ライトパイプディフューザー |  | 45-25-99/440 Ventilating diffusers; |  | Ventilating diffusers are described by characteristics such as finish and colour, size and pattern. An example use may be within a daylight pipe system.
Pr_30_59_84 | 30 | 59 | 84 |  | Shutters and grilles | シャッターとグリル |  |  |  | Fire resisting roller shutters are described by characteristics such as opening sizes, format and arrangement. An example use may be within an industrial doorset system.
Pr_30_59_84_30 | 30 | 59 | 84 | 30 | Fire-resisting roller shutters | 耐火ローラーシャッター |  | 45-25-28/404 Fire resisting roller shutters; |  | Fire resisting roller shutters are described by characteristics such as opening sizes, format and arrangement. An example use may be within an industrial doorset system.
Pr_30_59_84_72 | 30 | 59 | 84 | 72 | Roller grilles | ローラーグリル |  | 45-25-28/412 Roller grille sets; |  | Roller grille sets are described by characteristics such as third party accreditation, arrangement and grille curtain. An example use may be within a window walling system.
Pr_30_59_84_73 | 30 | 59 | 84 | 73 | Roller shutters | ローラーシャッター |  | 45-25-28/414 Roller shutter sets; |  | Roller shutter sets are described by characteristics such as third party accreditation, format and arrangement. An example use may be within an industrial doorset system.
Pr_30_59_94 | 30 | 59 | 94 |  | Ventilation grilles | 換気グリル |  |  |  | Air transfer grilles are described by characteristics such as configuration, size and equivalent area (minimum). An example use may be within a masonry freestanding wall leaf system.
Pr_30_59_94_04 | 30 | 59 | 94 | 04 | Air ventilation grilles | 換気グリル
Pr_30_59_94_06 | 30 | 59 | 94 | 06 | Air transfer grilles | 空気移送グリル |  | 45-25-38/305 Air transfer grilles; |  | Air transfer grilles are described by characteristics such as configuration, size and equivalent area (minimum). An example use may be within a masonry freestanding wall leaf system.
Pr_30_59_94_26 | 30 | 59 | 94 | 26 | Eaves fascia grilles | ひさし筋板グリル |  | 45-20-75/390 Eaves fascia grilles; |  | Eaves fascia grilles are described by characteristics such as style, ventilation opening and colour. An example use may be within a reconstituted slate roofing system.
Pr_30_59_94_31 | 30 | 59 | 94 | 31 | Fire-resisting air transfer grilles | 耐火空気移送グリル |  | 45-25-38/330 Fire-resisting air transfer grilles; |  | Fire-resisting air transfer grilles are described by characteristics such as category, size and fire resistance (minimum). An example use may be within a door hardware system.
Pr_30_59_94_32 | 30 | 59 | 94 | 32 | Fire-resisting air transfer grilles with smoke shutters | スモークシャッター付き耐火空気移送グリル |  | 45-25-38/335 Fire-resisting air transfer grilles with smoke shutters; |  | Fire-resisting air transfer grilles with smoke shutters are described by characteristics such as category, size and fire resistance (minimum). An example use may be within a door hardware system.
Pr_30_59_94_78 | 30 | 59 | 94 | 78 | Soffit grilles | 軒裏グリル |  | 45-20-75/400 Soffit grilles; |  | Soffit grilles are described by characteristics such as style, ventilation opening and colour. An example use may be within a thatch roofing system.
Pr_30_59_94_90 | 30 | 59 | 94 | 90 | Trickle vents | トリクルベント |  | 45-25-38/370 Trickle vents; |  | Trickle vents are described by characteristics such as operation, equivalent area (minimum) and material. An example use may be within a frame and door leaf system.
Pr_30_59_96 | 30 | 59 | 96 |  | Wall venting products | 壁通気製品 |  |  |  | Ventilation ducts are described by characteristics such as material. An example use may be within a masonry freestanding wall leaf system.
Pr_30_59_96_11 | 30 | 59 | 96 | 11 | Cavity ventilators | キャビティベンチレーター
Pr_30_59_96_33 | 30 | 59 | 96 | 33 | Gas venting grilles | ガス抜きグリル
Pr_30_59_96_35 | 30 | 59 | 96 | 35 | Ground level vent outlets | 地上レベルの通気口
Pr_30_59_96_92 | 30 | 59 | 96 | 92 | Ventilation ducts | 換気ダクト |  | 45-80-50/394 Ventilation ducts; |  | Ventilation ducts are described by characteristics such as material. An example use may be within a masonry freestanding wall leaf system.
Pr_30_59_96_93 | 30 | 59 | 96 | 93 | Ventilation gratings | 換気格子 |  | 45-80-50/396 Ventilation gratings; |  | Ventilation gratings are described by characteristics such as class, apertures and work sizes. An example use may be within a masonry freestanding wall leaf system.
Pr_30_59_96_96 | 30 | 59 | 96 | 96 | Wall vent outlets | 壁の通気口
Pr_30_59_97 | 30 | 59 | 97 |  | Window panels | ウィンドウパネル |  |  |  | Precast concrete glazed security window panels are described by characteristics such as panel configuration, third party product certification and panel size. An example use may be within a precast security window system.
Pr_30_59_97_16 | 30 | 59 | 97 | 16 | Glazed security window panels | ガラス張りのセキュリティウィンドウパネル |  | 45-20-60/360 Precast concrete glazed security window panels; |  | Precast concrete glazed security window panels are described by characteristics such as panel configuration, third party product certification and panel size. An example use may be within a precast security window system.
Pr_30_59_97_80 | 30 | 59 | 97 | 80 | Speak through units | スピーチパネル |  | 45-25-38/465 Speak through units; |  | Speak through units are described by characteristics such as security standard, fire performance and bullet resistance. An example use may be within a precast security window system.
Pr_30_59_97_90 | 30 | 59 | 97 | 90 | Transaction units | 取引パネルユニット |  | 45-25-38/470 Transaction units; |  | Transaction units are described by characteristics such as security standard, form and fire performance. An example use may be within a precast security window system.
Pr_30_59_97_94 | 30 | 59 | 97 | 94 | Vision panels | ビジョンパネル |  | 45-25-28/445 Vision panels; |  | Vision panels are described by characteristics such as resistance to fire, frame and glazing. An example use may be within a frame and door leaf system.
Pr_30_59_98 | 30 | 59 | 98 |  | Window units | 建具ユニット |  |  |  | Aluminium window units are described by characteristics such as third party accreditation, standards and configuration. An example use may be within an external window system.
Pr_30_59_98_02 | 30 | 59 | 98 | 02 | Aluminium window units | アルミ窓ユニット |  | 45-25-99/310 Aluminium window units; |  | Aluminium window units are described by characteristics such as third party accreditation, standards and configuration. An example use may be within an external window system.
Pr_30_59_98_03 | 30 | 59 | 98 | 03 | Aluminium frame roof window units | アルミフレームルーフウィンドウユニット |  | 45-25-99/360 Aluminium frame roof window units; |  | Aluminium frame roof window units are described by characteristics such as configuration, fire resistance and whole window u value. An example use may be within a metal tile roofing system.
Pr_30_59_98_13 | 30 | 59 | 98 | 13 | Bronze window units | ブロンズウィンドウユニット
Pr_30_59_98_15 | 30 | 59 | 98 | 15 | Composite window units | 複合窓ユニット |  | 45-25-99/320 Composite window units; |  | Composite window units are described by characteristics such as third party accreditation, configuration and dimensions. An example use may be within an external window system.
Pr_30_59_98_34 | 30 | 59 | 98 | 34 | Glass louvre window units | ガラスルーバーウィンドウユニット
Pr_30_59_98_72 | 30 | 59 | 98 | 72 | Rigid polyurethane frame roof window units | 硬質ポリウレタンフレームルーフウィンドウユニット |  | 45-25-99/370 Rigid polyurethane frame roof window units; |  | Rigid polyurethane frame roof window units are described by characteristics such as fire resistance, whole window u value and frame. An example use may be within a metal tile roofing system.
Pr_30_59_98_83 | 30 | 59 | 98 | 83 | Steel window units | スチールウィンドウユニット |  | 45-25-99/340 Steel window units; |  | Steel window units are described by characteristics such as third party accreditation, configuration and dimensions. An example use may be within an external window system.
Pr_30_59_98_84 | 30 | 59 | 98 | 84 | Steel frame roof window units | 鉄骨屋根窓ユニット |  | 45-25-99/380 Steel frame roof window units; |  | Steel frame roof window units are described by characteristics such as fire resistance, whole window u value and frame. An example use may be within a metal tile roofing system.
Pr_30_59_98_92 | 30 | 59 | 98 | 92 | Unplasticized polyvinyl chloride (PVC-U) window units | 非可塑化ポリ塩化ビニル（PVC-U）ウィンドウユニット |  | 45-25-99/330 PVC-U window units; |  | Pvc-u window units are described by characteristics such as third party accreditation, standards and configuration. An example use may be within an external window system.
Pr_30_59_98_93 | 30 | 59 | 98 | 93 | Unplasticized polyvinyl chloride (PVC-U) roof window units | 非可塑化ポリ塩化ビニル（PVC-U）ルーフウィンドウユニット |  | 45-25-99/365 PVC-U frame roof window units; |  | Pvc-u frame roof window units are described by characteristics such as product performance, frame and glazing or infill.
Pr_30_59_98_96 | 30 | 59 | 98 | 96 | Wood window units | ウッドウィンドウユニット |  | 45-25-99/350 Wood window units; |  | Wood window units are described by characteristics such as third party accreditation, configuration and dimensions. An example use may be within an external window system.
Pr_30_59_98_97 | 30 | 59 | 98 | 97 | Wood frame roof window units | ウッドフレームルーフウィンドウユニット |  | 45-25-99/390 Wood frame roof window units; |  | Wood frame roof window units are described by characteristics such as fire resistance, whole window u value and frame. An example use may be within a bitumen membrane shingle roofing system.
Pr_30_59_99 | 30 | 59 | 99 |  | Window walls | 窓の壁 |  |  |  | Aluminium window walls are described by characteristics such as third party accreditation, standards and configuration. An example use may be within a window walling system.
Pr_30_59_99_02 | 30 | 59 | 99 | 02 | Aluminium window walls | アルミ窓壁 |  | 45-25-99/462 Aluminium window walls; |  | Aluminium window walls are described by characteristics such as third party accreditation, standards and configuration. An example use may be within a window walling system.
Pr_30_59_99_15 | 30 | 59 | 99 | 15 | Composite window walls | 複合窓壁 |  | 45-25-99/464 Composite window walls; |  | Composite window walls are described by characteristics such as third party accreditation, standards and configuration. An example use may be within a window walling system.
Pr_30_59_99_83 | 30 | 59 | 99 | 83 | Steel window walls | スチール窓壁 |  | 45-25-99/468 Steel window walls; |  | Steel window walls are described by characteristics such as third party accreditation, standards and configuration. An example use may be within a window walling system.
Pr_30_59_99_92 | 30 | 59 | 99 | 92 | Unplasticized polyvinylchloride (PVC-U) window walls | 非可塑化ポリ塩化ビニル（PVC-U）窓壁 |  | 45-25-99/466 PVC-U window walls; |  | Pvc-u window walls are described by characteristics such as third party accreditation, standards and configuration. An example use may be within a window walling system.
Pr_30_59_99_96 | 30 | 59 | 99 | 96 | Wood window walls | 木の窓の壁 |  | 45-25-99/470 Wood window walls; |  | Wood window walls are described by characteristics such as third party accreditation, standards and configuration. An example use may be within a window walling system.
Pr_35 | 35 |  |  |  | Covering and finishing products | 製品のカバーと仕上げ
Pr_35_31 | 35 | 31 |  |  | Formless covering and finish products | フォームレスのカバーと仕上げの製品
Pr_35_31_05 | 35 | 31 | 05 |  | Asphalt, bitumen and resin mixtures | アスファルト、ビチューメン、樹脂混合物 |  |  |  | Asphalt concrete (ac) base course are described by characteristics such as target composition and recycled content (maximum). An example use may be within a porous asphalt concrete paving system.
Pr_35_31_05_03 | 35 | 31 | 05 | 03 | Asphalt concrete (AC) base courses | アスファルトコンクリート（AC）ベースコース |  | 45-20-00/330 Asphalt concrete (AC) base course; |  | Asphalt concrete (ac) base course are described by characteristics such as target composition and recycled content (maximum). An example use may be within a porous asphalt concrete paving system.
Pr_35_31_05_04 | 35 | 31 | 05 | 04 | Asphalt concrete (AC) binder courses | アスファルトコンクリート（AC）バインダーコース |  | 45-20-00/335 Asphalt concrete (AC) binder course; |  | Asphalt concrete (ac) binder course are described by characteristics such as target composition and recycled content (maximum). An example use may be within an asphalt concrete paving system.
Pr_35_31_05_05 | 35 | 31 | 05 | 05 | Asphalt concrete (AC) surface courses | アスファルトコンクリート（AC）表面コース |  | 45-20-00/340 Asphalt concrete (AC) surface course; |  | Asphalt concrete (ac) surface course are described by characteristics such as target composition, recycled content (maximum) and colour. An example use may be within an asphalt paving maintenance system.
Pr_35_31_05_07 | 35 | 31 | 05 | 07 | Bitumen coated chippings | ビチューメンコーティングされたチップス |  | 45-20-00/420 Bitumen coated chippings; |  | Bitumen coated chippings are described by characteristics such as supplied by, aggregate and binder. An example use may be within an asphalt concrete light duty paving system.
Pr_35_31_05_08 | 35 | 31 | 05 | 08 | Bitumen emulsion and glass fibre sandwich matrices | ビチューメンエマルジョンとガラス繊維サンドイッチマトリックス |  | 45-20-00/400 Bitumen emulsion and glass fibre sandwich matrix; |  | Bitumen emulsion and glass fibre sandwich matrix are described by characteristics such as colour. An example use may be within a mastic asphalt light duty paving system.
Pr_35_31_05_10 | 35 | 31 | 05 | 10 | Bonded grit surfacings | 接着グリットサーフェス |  | 45-20-00/405 Bonded grit surfacing; |  | Bonded grit surfacing are described by characteristics such as binder grade, colour and slip resistance – water wet (minimum). An example use may be within an asphalt concrete light duty paving system.
Pr_35_31_05_19 | 35 | 31 | 05 | 19 | Cut-back and fluxed bitumen binders | カットバックおよびフラックス化ビチューメンバインダー |  | 45-55-12/310 Cut-back and fluxed bitumen binders; |  | Cut-back and fluxed bitumen binders are described by characteristics such as classification and colour. An example use may be within an existing pavement surface overlay system.
Pr_35_31_05_36 | 35 | 31 | 05 | 36 | Hard paving-grade bitumen | ハード舗装グレードのビチューメン |  | 45-55-12/340 Paving grade bitumens; |  | Paving grade bitumens are described by characteristics such as grading and colour. An example use may be within an existing pavement surface overlay system.
Pr_35_31_05_37 | 35 | 31 | 05 | 37 | Hot-applied oxidized bitumen coatings | 熱間酸化ビチューメンコーティング |  | 45-55-12/380 Hot-applied oxidized bitumen coatings; |  | Hot-applied oxidized bitumen coatings are described by characteristics such as grading. An example use may be within a hot-applied liquid floor damp-proofing system.
Pr_35_31_05_38 | 35 | 31 | 05 | 38 | Hot-rolled asphalt (HRA) base courses | 熱間圧延アスファルト（HRA）ベースコース |  | 45-20-00/350 Hot rolled asphalt (HRA) base course; |  | Hot rolled asphalt (hra) base course are described by characteristics such as target composition, added filler and recycled content (maximum). An example use may be within a hot rolled asphalt paving system.
Pr_35_31_05_39 | 35 | 31 | 05 | 39 | Hot-rolled asphalt (HRA) binder courses | 熱間圧延アスファルト（HRA）バインダーコース |  | 45-20-00/355 Hot rolled asphalt (HRA) binder course; |  | Hot rolled asphalt (hra) binder course are described by characteristics such as target composition, added filler and recycled content (maximum). An example use may be within a hot rolled asphalt paving system.
Pr_35_31_05_40 | 35 | 31 | 05 | 40 | Hot-rolled asphalt (HRA) surface courses and slurries | 熱間圧延アスファルト（HRA）表面のコースとスラリー |  | 45-20-00/360 Hot rolled asphalt (HRA) surface course and slurry; |  | Hot rolled asphalt (hra) surface course and slurry are described by characteristics such as target composition, added filler and recycled content (maximum). An example use may be within an existing pavement surface overlay system.
Pr_35_31_05_42 | 35 | 31 | 05 | 42 | Impervious textured sports surfacings | 不浸透性のテクスチャスポーツサーフェシング |  | 45-20-70/493 Impervious textured sports surfacing; |  | Impervious textured sports surfacing are described by characteristics such as third party product certification, recycled content and base material. An example use may be within a sport or play paving maintenance system.
Pr_35_31_05_50 | 35 | 31 | 05 | 50 | Mastic asphalt (MA) surface courses | マスティックアスファルト（MA）サーフェスコース |  | 45-20-00/325 Mastic asphalt (MA) surface course; |  | Mastic asphalt (ma) surface course are described by characteristics such as constituents, colour and recycled content (maximum). An example use may be within a mastic asphalt flooring system.
Pr_35_31_05_60 | 35 | 31 | 05 | 60 | Paving-grade bitumens | 舗装グレードのビチューメン |  | 45-55-12/340 Paving grade bitumens; |  | Paving grade bitumens are described by characteristics such as grading and colour. An example use may be within an existing pavement surface overlay system.
Pr_35_31_05_64 | 35 | 31 | 05 | 64 | Polyurethane-bound ethylene propylene diene monomer (EPDM) rubber crumb surfacings | ポリウレタン結合エチレンプロピレンジエンモノマー（EPDM）ゴムクラムサーフェス |  | 45-20-00/410 Polyurethane bound EPDM rubber crumb surfaces; |  | Polyurethane bound epdm rubber crumb surfaces are described by characteristics such as colour, recycled content and slip resistance – water wet (minimum). An example use may be within a sport or play paving maintenance system.
Pr_35_31_05_65 | 35 | 31 | 05 | 65 | Porous asphalt concrete (PAC) surface courses | ポーラスアスファルトコンクリート（PAC）表面コース |  | 45-20-00/345 Porous asphalt concrete (PA) surface course; |  | Porous asphalt concrete (pa) surface course are described by characteristics such as target composition, colour and slip and skid resistance. An example use may be within a porous asphalt concrete sports paving system.
Pr_35_31_05_70 | 35 | 31 | 05 | 70 | Resin-bonded aggregate surfacings | 樹脂結合骨材表面仕上げ |  | 45-20-00/425 Resin bonded aggregate surfacing; |  | Resin bonded aggregate surfacing are described by characteristics such as aggregate, binder and slip resistance – water wet (minimum).
Pr_35_31_05_71 | 35 | 31 | 05 | 71 | Resin-bound mixed aggregate surfacings | 樹脂結合混合骨材表面仕上げ |  | 45-20-00/415 Resin bound mixed aggregate surfacing; |  | Resin bound mixed aggregate surfacing are described by characteristics such as supplied by, aggregate and recycled content. An example use may be within a hot rolled asphalt paving system.
Pr_35_31_05_72 | 35 | 31 | 05 | 72 | Roofing, tanking and flooring mastic asphalt (MA) | 屋根ふき材、タンキング材、床材のマスチックアスファルト（MA） |  | 45-20-00/320 Mastic asphalt (MA); |  | Mastic asphalt (ma) are described by characteristics such as mastic asphalt, recycled content and colour. An example use may be within a mastic asphalt inverted roof covering system.
Pr_35_31_05_75 | 35 | 31 | 05 | 75 | Sand asphalt | 砂アスファルト
Pr_35_31_05_83 | 35 | 31 | 05 | 83 | Stone mastic asphalt (SMA) binder courses | ストーンマスティックアスファルト（SMA）バインダーコース |  | 45-20-00/375 Stone mastic asphalt (SMA) binder course; |  | Stone mastic asphalt (sma) binder course are described by characteristics such as target composition, added filler and recycled content (maximum). An example use may be within a stone mastic asphalt paving system.
Pr_35_31_05_84 | 35 | 31 | 05 | 84 | Stone mastic asphalt (SMA) regulating courses | ストーンマスティックアスファルト（SMA）調整コース |  | 45-20-00/370 Stone mastic asphalt (SMA) regulating course; |  | Stone mastic asphalt (sma) regulating course are described by characteristics such as target composition, added filler and recycled content (maximum). An example use may be within a stone mastic asphalt paving system.
Pr_35_31_05_85 | 35 | 31 | 05 | 85 | Stone mastic asphalt (SMA) surface courses | ストーンマスティックアスファルト（SMA）サーフェスコース |  | 45-20-00/380 Stone mastic asphalt (SMA) surface course; |  | Stone mastic asphalt (sma) surface course are described by characteristics such as target composition, added filler and recycled content (maximum). An example use may be within an asphalt paving maintenance system.
Pr_35_31_06 | 35 | 31 | 06 |  | Bedding and underlay compounds | 寝具と下敷きコンパウンド |  |  |  | Cementitious levelling screed mix are described by characteristics such as cement, cement additions and coarse aggregate. An example use may be within a bonded or partially bonded cementitious levelling screed system.
Pr_35_31_06_12 | 35 | 31 | 06 | 12 | Cementitious levelling screed mixes | セメント系レベリングスクリードミックス |  | 45-55-10/345 Cementitious levelling screed mix; |  | Cementitious levelling screed mix are described by characteristics such as cement, cement additions and coarse aggregate. An example use may be within a bonded or partially bonded cementitious levelling screed system.
Pr_35_31_06_15 | 35 | 31 | 06 | 15 | Concrete (granolithic) wearing screed mixes | コンクリート（花崗岩）のスクリードミックス |  | 45-55-10/350 Concrete (granolithic) wearing screed mix; |  | Concrete (granolithic) wearing screed mix are described by characteristics such as cement, cement additions and coarse aggregate. An example use may be within a semi-intensive green roof system.
Pr_35_31_06_28 | 35 | 31 | 06 | 28 | Fibre-reinforced levelling screed mixes | 繊維強化レベリングスクリードミックス |  | 45-55-10/355 Fibre reinforced levelling screed mix; |  | Fibre reinforced levelling screed mix are described by characteristics such as cement, cement additions and coarse aggregate. An example use may be within a bonded or partially bonded cementitious levelling screed system.
Pr_35_31_06_29 | 35 | 31 | 06 | 29 | Fine concrete levelling screed mixes | 細かいコンクリートレベリングスクリードミックス |  | 45-55-10/360 Fine concrete levelling screed mix; |  | Fine concrete levelling screed mix are described by characteristics such as cement, cement additions and coarse aggregate. An example use may be within a bonded or partially bonded cementitious levelling screed system.
Pr_35_31_06_31 | 35 | 31 | 06 | 31 | Floor seals | フロアシール |  | 45-55-10/405 Floor seal; |  | Floor seal are described by characteristics such as third party product certification and colour. An example use may be within a resin flooring system.
Pr_35_31_06_32 | 35 | 31 | 06 | 32 | Flow applied flooring | フロー応用フローリング |  | 45-55-10/410 Flow applied flooring; |  | Flow applied flooring are described by characteristics such as third party product certification and colour. An example use may be within a resin flooring system.
Pr_35_31_06_36 | 35 | 31 | 06 | 36 | Heavy-duty flow-applied flooring | ヘビーデューティフロー適用フローリング |  | 45-55-10/415 Heavy duty flow applied flooring; |  | Heavy duty flow applied flooring are described by characteristics such as third party product certification and colour. An example use may be within a resin flooring system.
Pr_35_31_06_37 | 35 | 31 | 06 | 37 | Heavy-duty screed flooring | 頑丈なスクリードフローリング |  | 45-55-10/420 Heavy duty screed flooring; |  | Heavy duty screed flooring are described by characteristics such as third party product certification and colour. An example use may be within a resin flooring system.
Pr_35_31_06_38 | 35 | 31 | 06 | 38 | High-build floor coatings | ハイビルドフロアコーティング |  | 45-55-10/425 High build floor coating; |  | High build floor coating are described by characteristics such as third party product certification and colour. An example use may be within a resin flooring system.
Pr_35_31_06_47 | 35 | 31 | 06 | 47 | Lightweight aggregate levelling screed mixes | 軽量骨材レベリングスクリードミックス |  | 45-55-10/365 Lightweight aggregate levelling screed mix; |  | Lightweight aggregate levelling screed mix are described by characteristics such as cement, cement additions and coarse aggregate. An example use may be within a bonded or partially bonded cementitious levelling screed system.
Pr_35_31_06_55 | 35 | 31 | 06 | 55 | Multilayer flooring | 多層フローリング |  | 45-55-10/430 Multilayer flooring; |  | Multilayer flooring are described by characteristics such as third party product certification and colour. An example use may be within a resin flooring system.
Pr_35_31_06_64 | 35 | 31 | 06 | 64 | Polymer-modified levelling screed mixes | ポリマー改質レベリングスクリードミックス |  | 45-55-10/370 Polymer modified levelling screed mix; |  | Polymer modified levelling screed mix are described by characteristics such as cement, cement additions and coarse aggregate. An example use may be within a bonded or partially bonded cementitious levelling screed system.
Pr_35_31_06_65 | 35 | 31 | 06 | 65 | Polymer-modified wearing screed mixes | ポリマー修飾摩耗スクリードミックス |  | 45-55-10/375 Polymer modified wearing screed mix; |  | Polymer modified wearing screed mix are described by characteristics such as cement, cement additions and coarse aggregate. An example use may be within a battened wood-based rigid sheet floating floor system.
Pr_35_31_06_69 | 35 | 31 | 06 | 69 | Quick-drying levelling screed mixes | 速乾性レベリングスクリードミックス |  | 45-55-10/380 Quick drying levelling screed mix; |  | Quick drying levelling screed mix are described by characteristics such as cement, coarse aggregate and fine aggregate. An example use may be within a bonded or partially bonded cementitious levelling screed system.
Pr_35_31_06_71 | 35 | 31 | 06 | 71 | Ready-mixed levelling and wearing screeds | レベリングとスクリード |  | 45-55-10/310 Proprietary levelling or wearing screed to BS EN 13813; |  | Proprietary levelling or wearing screed to bs en 13813 are described by characteristics such as binder type, compressive strength and flexural strength. An example use may be within a bonded or partially bonded cementitious levelling screed system.
Pr_35_31_06_72 | 35 | 31 | 06 | 72 | Ready-mixed self-smoothing calcium sulfate screeds | 自己平滑化硫酸カルシウムスクリード |  | 45-55-10/325 Self-smoothing calcium sulfate screeds (ready mixed); |  | Self-smoothing calcium sulfate screeds (ready mixed) are described by characteristics such as form and mix. An example use may be within a floating calcium sulfate-based screed system.
Pr_35_31_06_73 | 35 | 31 | 06 | 73 | Ready-mixed trowelled calcium sulfate screeds | 混合硫酸カルシウムスクリード |  | 45-55-10/330 Trowelled calcium sulfate screeds (ready-mixed); |  | Trowelled calcium sulfate screeds (ready-mixed) are described by characteristics such as form and mix (synthetic anhydrite:sand). An example use may be within a floating calcium sulfate-based screed system.
Pr_35_31_06_77 | 35 | 31 | 06 | 77 | Screed flooring | スクリードフローリング |  | 45-55-10/435 Screed flooring; |  | Screed flooring are described by characteristics such as third party product certification and colour. An example use may be within a resin flooring system.
Pr_35_31_06_78 | 35 | 31 | 06 | 78 | Self-smoothing levelling screed mixes | 自己平滑化レベリングスクリードミックス |  | 45-55-10/385 Self smoothing levelling screed mix; |  | Self smoothing levelling screed mix are described by characteristics such as binder, reinforcement and mix. An example use may be within a bonded or partially bonded cementitious levelling screed system.
Pr_35_31_06_79 | 35 | 31 | 06 | 79 | Self-smoothing wearing screed mixes | スクリードミックスを身に着けている自己平滑化 |  | 45-55-10/390 Self smoothing wearing screed mix; |  | Self smoothing wearing screed mix are described by characteristics such as binder, reinforcement and mix. An example use may be within a battened wood-based rigid sheet floating floor system.
Pr_35_31_06_80 | 35 | 31 | 06 | 80 | Smoothing and levelling underlay compounds | アンダーレイコンパウンドの平滑化とレベリング |  | 45-55-10/320 Smoothing or levelling underlayment compound; |  | Smoothing or levelling underlayment compound are described by characteristics such as material. An example use may be within a rolled carpet system.
Pr_35_31_22 | 35 | 31 | 22 |  | Decorative coatings | 装飾コーティング |  |  |  | Aluminium paints are described by characteristics such as finish. An example use may be within a barrier maintenance system.
Pr_35_31_22_02 | 35 | 31 | 22 | 02 | Aluminium paints | アルミ塗料 |  | 45-35-84/324 Aluminium paints; |  | Aluminium paints are described by characteristics such as finish. An example use may be within a barrier maintenance system.
Pr_35_31_22_12 | 35 | 31 | 22 | 12 | Casein paints | カゼイン塗料 |  | 45-35-84/342 Casein paints; |  | Casein paints are described by characteristics such as colour. An example use may be within a water-borne paint system.
Pr_35_31_22_13 | 35 | 31 | 22 | 13 | Cement paints | セメント塗料 |  | 45-35-84/334 Cement paints; |  | Cement paints are described by characteristics such as colour. An example use may be within an external planter system.
Pr_35_31_22_15 | 35 | 31 | 22 | 15 | Concrete finishing coats | コンクリート仕上げコート |  | 45-35-84/452 Concrete finishing coats; |  | Concrete finishing coats are described by characteristics such as functions and colour. An example use may be within a concrete protective coating system.
Pr_35_31_22_16 | 35 | 31 | 22 | 16 | Concrete flash coats | コンクリートフラッシュコート |  | 45-35-84/454 Flash coats; |  | Flash coats are described by characteristics such as composition and colour.
Pr_35_31_22_17 | 35 | 31 | 22 | 17 | Concrete floor dyes | コンクリート床染料
Pr_35_31_22_18 | 35 | 31 | 22 | 18 | Concrete floor paints | コンクリート床用塗料 |  | 45-35-84/346 Floor paints; |  | Floor paints are described by characteristics such as colour. An example use may be within a floor coating system.
Pr_35_31_22_19 | 35 | 31 | 22 | 19 | Concrete stains | コンクリート汚れ |  | 45-35-88/470 Concrete stains surface applied; |  | Concrete stains surface applied are described by characteristics such as stain type and colour. An example use may be within an in situ reinforced concrete wall structure system.
Pr_35_31_22_23 | 35 | 31 | 22 | 23 | Distemper | ジステンパー |  | 45-35-84/338 Distemper; |  | Distemper are described by characteristics such as colour. An example use may be within a water-borne paint system.
Pr_35_31_22_37 | 35 | 31 | 22 | 37 | High-pigment water-based paint | 高顔料水性塗料 |  | 45-35-84/322 General purpose and contract paints; |  | General purpose and contract paints are described by characteristics such as composition, sheen and colour. An example use may be within a concrete post and rail barrier system.
Pr_35_31_22_47 | 35 | 31 | 22 | 47 | Limewashes | ライムウォッシュ |  | 45-35-84/336 Limewash; |  | Limewash are described by characteristics such as colour. An example use may be within an unframed straw bale wall system.
Pr_35_31_22_52 | 35 | 31 | 22 | 52 | Micaceous iron oxide paints | 雲母質酸化鉄塗料 |  | 45-35-84/326 Micaceous iron oxide paints; |  | Micaceous iron oxide paints are described by characteristics such as colour. An example use may be within a barrier maintenance system.
Pr_35_31_22_54 | 35 | 31 | 22 | 54 | Multicoloured coatings | 多色コーティング |  | 45-35-84/354 Multi-colour coatings; |  | Multi-colour coatings are described by characteristics such as composition and colours. An example use may be within a multi-colour coating system.
Pr_35_31_22_55 | 35 | 31 | 22 | 55 | Multicoloured finish spatter coatings | マルチカラー仕上げのスパッタコーティング |  | 45-35-84/350 Multi-colour finish spatter coats; |  | Multi-colour finish spatter coats are described by characteristics such as composition and colour. An example use may be within a multi-colour coating system.
Pr_35_31_22_58 | 35 | 31 | 22 | 58 | Oil-bound distempers | 油結合ジステンパー
Pr_35_31_22_62 | 35 | 31 | 22 | 62 | Plant oil paints | 植物油絵具 |  | 45-35-84/340 Plant oil paints; |  | Plant oil paints are described by characteristics such as colour. An example use may be within a stabilized rammed earth wall system.
Pr_35_31_22_64 | 35 | 31 | 22 | 64 | Plastic texture paints | プラスチックテクスチャペイント |  | 45-35-84/344 Plastic texture paints; |  | Plastic texture paints are described by characteristics such as colour. An example use may be within a plastic texture coating system.
Pr_35_31_22_72 | 35 | 31 | 22 | 72 | Resin-based breathable masonry paints | 樹脂ベースの通気性のあるメーソンリー塗料 |  | 45-35-84/360 Resin-based breathable masonry paints; |  | Resin-based breathable masonry paints are described by characteristics such as colour and finish.
Pr_35_31_22_74 | 35 | 31 | 22 | 74 | Semi-transparent timber dyes | 半透明の木材染料
Pr_35_31_22_75 | 35 | 31 | 22 | 75 | Semi-transparent timber oils | 半透明の木材オイル
Pr_35_31_22_76 | 35 | 31 | 22 | 76 | Semi-transparent timber stains | 半透明の木材の汚れ |  | 45-35-84/418 Semi-transparent wood stains or dyes; |  | Semi-transparent wood stains or dyes are described by characteristics such as category of use, composition and build. An example use may be within a barrier maintenance system.
Pr_35_31_22_77 | 35 | 31 | 22 | 77 | Silicate-based masonry coatings | ケイ酸塩ベースの石積みコーティング |  | 45-35-84/362 Silicate-based masonry coatings; |  | Silicate-based masonry coatings are described by characteristics such as colour. An example use may be within a stabilized rammed earth wall system.
Pr_35_31_22_79 | 35 | 31 | 22 | 79 | Solvent-based finishing coats | 溶剤系仕上げコート |  | 45-35-84/328 Solvent-based finishing coats; |  | Solvent-based finishing coats are described by characteristics such as composition, colour and finish.
Pr_35_31_22_80 | 35 | 31 | 22 | 80 | Solvent-based gloss finishes | 溶剤ベースの光沢仕上げ
Pr_35_31_22_81 | 35 | 31 | 22 | 81 | Solvent-based masonry paints | 溶剤ベースのメーソンリー塗料 |  | 45-35-84/356 Solvent-borne masonry paints; |  | Solvent-borne masonry paints are described by characteristics such as texture and colour. An example use may be within a solvent-borne paint system.
Pr_35_31_22_82 | 35 | 31 | 22 | 82 | Solvent-based matt and flat finishes | 溶剤ベースのマット仕上げとフラット仕上げ |  | 45-35-84/314 Solvent-borne matt or flat finishes; |  | Solvent-borne matt or flat finishes are described by characteristics such as composition, sheen and colour. An example use may be within a solvent-borne paint system.
Pr_35_31_22_83 | 35 | 31 | 22 | 83 | Solvent-based mid-sheen finishes | 溶剤ベースのミッドシーン仕上げ |  | 45-35-84/312 Solvent-borne mid-sheen finishes; |  | Solvent-borne mid-sheen finishes are described by characteristics such as composition, sheen and colour. An example use may be within an oil gilding system.
Pr_35_31_22_87 | 35 | 31 | 22 | 87 | Tallow lime washes | タロウライムウォッシュ |  | 45-35-84/336 Limewash; |  | Limewash are described by characteristics such as colour. An example use may be within an unframed straw bale wall system.
Pr_35_31_22_94 | 35 | 31 | 22 | 94 | Water-based finishing coats | 水性仕上げコート |  | 45-35-84/316 Water-based finishes; |  | Water-borne gloss finishes are described by characteristics such as composition, sheen and colour. An example use may be within a concrete post and rail barrier system.
Pr_35_31_22_95 | 35 | 31 | 22 | 95 | Water-based gloss finishes | 水ベースの光沢仕上げ
Pr_35_31_22_96 | 35 | 31 | 22 | 96 | Water-based masonry paints | 水性石積み塗料 |  | 45-35-84/358 Water-borne masonry paints; |  | Water-borne masonry paints are described by characteristics such as texture, colour and additives. An example use may be within a stabilized rammed earth wall system.
Pr_35_31_22_97 | 35 | 31 | 22 | 97 | Water-based matt and flat finishes | 水性マットとフラット仕上げ |  | 45-35-84/320 Water-borne matt or flat finishes; |  | Water-borne matt or flat finishes are described by characteristics such as composition, sheen and colour. An example use may be within a plastic texture coating system.
Pr_35_31_22_98 | 35 | 31 | 22 | 98 | Water-based mid-sheen finishes | ウォーターベースのミッドシーン仕上げ |  | 45-35-84/318 Water-borne mid-sheen finishes; |  | Water-borne mid-sheen finishes are described by characteristics such as composition, sheen and colour. An example use may be within a water-borne paint system.
Pr_35_31_64 | 35 | 31 | 64 |  | Plasters and renders | 石膏とレンダリング |  |  |  | Acrylic plaster are described by characteristics such as grain size and colour. An example use may be within a sprayed internal monolithic coating system.
Pr_35_31_64_01 | 35 | 31 | 64 | 01 | Acrylic plasters | アクリル石膏 |  | 45-55-60/360 Acrylic plaster; |  | Acrylic plaster are described by characteristics such as grain size and colour. An example use may be within a sprayed internal monolithic coating system.
Pr_35_31_64_02 | 35 | 31 | 64 | 02 | Acrylic renders | アクリルレンダリング |  | 45-55-60/320 Acrylic render; |  | Acrylic render are described by characteristics such as grain size and colour. An example use may be within a sprayed external monolithic coating system.
Pr_35_31_64_07 | 35 | 31 | 64 | 07 | Biocidal renders | 殺生物レンダリング |  | 45-55-60/325 Biocidal render; |  | Biocidal render are described by characteristics such as tint and colour. An example use may be within a sprayed external monolithic coating system.
Pr_35_31_64_08 | 35 | 31 | 64 | 08 | Bonding plasters | 絆創膏 |  | 45-55-60/362 Bonding plaster; |  | Bonding plaster are described by characteristics such as classification. An example use may be within a one coat plaster system.
Pr_35_31_64_09 | 35 | 31 | 64 | 09 | Browning plasters | 焼石膏 |  | 45-55-60/364 Browning plaster; |  | Browning plaster are described by characteristics such as classification. An example use may be within a multicoat plaster system.
Pr_35_31_64_12 | 35 | 31 | 64 | 12 | Cementitious renders | セメント質のレンダリング |  | 45-55-60/330 Cementitious render; |  | Cementitious render are described by characteristics such as components and mix. An example use may be within a sprayed external monolithic coating system.
Pr_35_31_64_14 | 35 | 31 | 64 | 14 | Clay plasters | 粘土プラスター |  | 45-55-60/366 Clay plaster; |  | Clay plaster are described by characteristics such as grade and colour. An example use may be within a stabilized rammed earth wall system.
Pr_35_31_64_29 | 35 | 31 | 64 | 29 | Factory-mixed plasters | 工場で練り石膏 |  | 45-55-60/368 Factory mixed plaster; |  | Factory mixed plaster are described by characteristics such as components and mix. An example use may be within a one coat plaster system.
Pr_35_31_64_31 | 35 | 31 | 64 | 31 | Fibrous plasters | 繊維性プラスター |  | 45-55-60/400 Fibrous plaster; |  | Fibrous plaster are described by characteristics such as material, profile and reinforcement. An example use may be within a one coat plaster system.
Pr_35_31_64_32 | 35 | 31 | 64 | 32 | Finish plasters | 仕上げ石膏 |  | 45-55-60/370 Finish plaster; |  | Finish plaster are described by characteristics such as classification. An example use may be within a gypsum board casing system.
Pr_35_31_64_35 | 35 | 31 | 64 | 35 | Gypsum plasters | 石膏プラスター |  | 45-55-60/372 Gypsum plaster; |  | Gypsum plaster are described by characteristics such as designation. An example use may be within a one coat plaster system.
Pr_35_31_64_42 | 35 | 31 | 64 | 42 | Insulating plasters | 絶縁プラスター |  | 45-55-60/374 Insulating plaster; |  | Insulating plaster are described by characteristics such as designation and insulating materials. An example use may be within a sprayed internal monolithic coating system.
Pr_35_31_64_47 | 35 | 31 | 64 | 47 | Lime plasters | ライム石膏 |  | 45-55-60/376 Lime plaster; |  | Lime plaster are described by characteristics such as components, lime notification and age (minimum). An example use may be within a stabilized rammed earth wall system.
Pr_35_31_64_48 | 35 | 31 | 64 | 48 | Lime renders | ライムレンダー |  | 45-55-60/335 Lime render; |  | Lime render are described by characteristics such as components, mix and lime notification. An example use may be within a sprayed external monolithic coating system.
Pr_35_31_64_64 | 35 | 31 | 64 | 64 | Polymer plasters | ポリマー石膏 |  | 45-55-60/378 Polymer plaster; |  | Polymer plaster are described by characteristics such as grain size and colour. An example use may be within a multicoat plaster system.
Pr_35_31_64_65 | 35 | 31 | 64 | 65 | Polymer-modified renders | ポリマー変性レンダリング |  | 45-55-60/340 Polymer modified render; |  | Polymer modified render are described by characteristics such as grain size and colour. An example use may be within a sprayed external monolithic coating system.
Pr_35_31_64_67 | 35 | 31 | 64 | 67 | Projection plasters | プロジェクションプラスター |  | 45-55-60/380 Projection plaster; |  | Projection plaster are described by characteristics such as classification. An example use may be within a one coat plaster system.
Pr_35_31_64_70 | 35 | 31 | 64 | 70 | Render-grade resins | レンダリンググレードの樹脂 |  | 45-55-70/355 Render-grade resin; |  | Render-grade resin are described by characteristics such as resin and aggregate colour. An example use may be within a resin flooring system.
Pr_35_31_64_71 | 35 | 31 | 64 | 71 | Renovating plasters | 石膏の改修 |  | 45-55-60/382 Renovating plaster; |  | Renovating plaster are described by characteristics such as impact resistance. An example use may be within a multicoat plaster system.
Pr_35_31_64_76 | 35 | 31 | 64 | 76 | Scagliola | スカリオラ
Pr_35_31_64_77 | 35 | 31 | 64 | 77 | Silicone renders | シリコーンレンダリング |  | 45-55-60/345 Silicone render; |  | Silicone render are described by characteristics such as grain size and colour. An example use may be within a sprayed external monolithic coating system.
Pr_35_31_64_80 | 35 | 31 | 64 | 80 | Solid cast plasters | 固形ギプス石膏 |  | 45-55-60/402 Solid cast plaster; |  | Solid cast plaster are described by characteristics such as material and profile. An example use may be within a one coat plaster system.
Pr_35_31_64_84 | 35 | 31 | 64 | 84 | Squash court plasters | スカッシュ石膏 |  | 45-55-60/384 Squash court plaster;
Pr_35_31_64_85 | 35 | 31 | 64 | 85 | Stucco | 漆喰
Pr_35_31_64_86 | 35 | 31 | 64 | 86 | Synthetic plasters | 合成石膏 |  | 45-55-60/386 Synthetic plaster; |  | Synthetic plaster are described by characteristics such as colour and accessories. An example use may be within a sprayed internal monolithic coating system.
Pr_35_31_64_98 | 35 | 31 | 64 | 98 | X-ray undercoat plasters | X線下塗り石膏 |  | 45-55-60/388 X-ray undercoat plaster; |  | X-ray undercoat plaster are described by characteristics such as classification and colour. An example use may be within a multicoat plaster system.
Pr_35_31_64_99 | 35 | 31 | 64 | 99 | Zinc oxychloride plasters | オキシ塩化亜鉛石膏 |  | 45-55-60/390 Zinc oxychloride plaster; |  | Zinc oxychloride plaster are described by characteristics such as colour. An example use may be within a parge coat system.
Pr_35_31_65 | 35 | 31 | 65 |  | Preparation materials, fillers and stoppers | 準備材料、フィラー、ストッパー |  |  |  | Abrasives are described by characteristics such as category and grade. An example use may be within a multi-colour coating system.
Pr_35_31_65_01 | 35 | 31 | 65 | 01 | Abrasives | 研磨剤 |  | 45-35-62/315 Abrasives; |  | Abrasives are described by characteristics such as category and grade. An example use may be within a multi-colour coating system.
Pr_35_31_65_02 | 35 | 31 | 65 | 02 | Abrasive blocks | 研磨ブロック |  | 45-55-00/310 Abrasive blocks; |  | Abrasive blocks are described by characteristics such as abrasive, grade and size (minimum). An example use may be within a masonry cleaning system.
Pr_35_31_65_12 | 35 | 31 | 65 | 12 | Cement and grout fillers | セメントおよびグラウトフィラー
Pr_35_31_65_13 | 35 | 31 | 65 | 13 | Chemical fillers | 化学フィラー
Pr_35_31_65_20 | 35 | 31 | 65 | 20 | Decorator’s caulks | デコレーターのコーキング |  | 45-35-62/400 Decorator’s caulks; |  | Decorator’s caulks are described by characteristics such as colour. An example use may be within a multicoat plaster system.
Pr_35_31_65_21 | 35 | 31 | 65 | 21 | Decorator’s flexible fillers | デコレーターの柔軟なフィラー |  | 45-35-62/405 Decorator’s flexible fillers; |  | Decorator’s flexible fillers are described by characteristics such as form and colour. An example use may be within a multicoat plaster system.
Pr_35_31_65_22 | 35 | 31 | 65 | 22 | Degreaser solutions | 脱脂剤ソリューション |  | 45-35-62/330 Degreaser solution; |  | Degreaser solution are described by characteristics such as composition. An example use may be within a multi-colour coating system.
Pr_35_31_65_23 | 35 | 31 | 65 | 23 | Detergent solutions | 洗剤ソリューション |  | 45-35-62/335 Detergent solutions; |  | Detergent solutions are described by characteristics such as composition. An example use may be within a multi-colour coating system.
Pr_35_31_65_24 | 35 | 31 | 65 | 24 | Dry air-pressured abrasives | 乾燥空気圧研磨剤 |  | 45-55-00/320 Dry air pressured abrasives; |  | Dry air pressured abrasives are described by characteristics such as abrasives. An example use may be within a masonry cleaning system.
Pr_35_31_65_25 | 35 | 31 | 65 | 25 | Dry air-pressured micro-abrasives | 乾燥空気圧マイクロ研磨剤 |  | 45-55-00/330 Dry air pressured micro-abrasives; |  | Dry air pressured micro-abrasives are described by characteristics such as abrasives. An example use may be within a masonry cleaning system.
Pr_35_31_65_26 | 35 | 31 | 65 | 26 | Dusting powders | ダスティングパウダー |  | 45-35-88/395 Dusting powders; |  | Dusting powders are described by characteristics such as composition. An example use may be within a liquid applied warm roof covering system.
Pr_35_31_65_27 | 35 | 31 | 65 | 27 | Efflorescence control compounds | 風解抑制化合物 |  | 45-35-62/340 Efflorescence control compound; |  | Efflorescence control compound are described by characteristics such as composition. An example use may be within a multi-colour coating system.
Pr_35_31_65_28 | 35 | 31 | 65 | 28 | End grain sealers | エンドグレインシーラー |  | 45-35-62/415 End grain sealers; |  | End grain sealers are described by characteristics such as composition, supply and colour.
Pr_35_31_65_29 | 35 | 31 | 65 | 29 | Fine surface fillers | 微細な表面フィラー |  | 45-35-62/425 Fine surface fillers; |  | Fine surface fillers are described by characteristics such as colour. An example use may be within a rolled covering system.
Pr_35_31_65_30 | 35 | 31 | 65 | 30 | Finishing compounds | 仕上げ剤 |  | 45-35-62/440 Finishing compounds; |  | Finishing compounds are described by characteristics such as category and type of jointing cement.
Pr_35_31_65_31 | 35 | 31 | 65 | 31 | Fire-resistant fillers | 耐火フィラー
Pr_35_31_65_34 | 35 | 31 | 65 | 34 | Gypsum-based bedding compounds | 石膏ベースの寝具コンパウンド |  | 45-35-62/435 Gypsum-based bedding compounds; |  | Gypsum-based bedding compounds are described by characteristics such as category. An example use may be within a gypsum board wall lining system.
Pr_35_31_65_50 | 35 | 31 | 65 | 50 | Masonry stabilizers | 石積みスタビライザー |  | 45-35-62/355 Masonry stabilizers; |  | Masonry stabilizers are described by characteristics such as composition. An example use may be within a multi-colour coating system.
Pr_35_31_65_74 | 35 | 31 | 65 | 74 | Rust removers | さび落とし |  | 45-35-62/370 Rust removers; |  | Rust removers are described by characteristics such as composition and application. An example use may be within a floor coating system.
Pr_35_31_65_79 | 35 | 31 | 65 | 79 | Stoppers | ストッパー |  | 45-35-62/445 Stoppers; |  | Stoppers are described by characteristics such as composition. An example use may be within a multi-colour coating system.
Pr_35_31_65_80 | 35 | 31 | 65 | 80 | Stopper fillers | ストッパーフィラー |  | 45-35-62/450 Stopper fillers; |  | Stopper fillers are described by characteristics such as composition. An example use may be within a multi-colour coating system.
Pr_35_31_65_82 | 35 | 31 | 65 | 82 | Surface fillers | 表面フィラー |  | 45-35-62/455 Surface fillers; |  | Surface fillers are described by characteristics such as composition, category and supply. An example use may be within a multi-colour coating system.
Pr_35_31_65_95 | 35 | 31 | 65 | 95 | Wax-based fillers | ワックスベースのフィラー |  | 45-35-62/460 Wax fillers; |  | Wax fillers are described by characteristics such as colour.
Pr_35_31_65_96 | 35 | 31 | 65 | 96 | Wet air-pressured abrasives | 湿式空気圧研磨剤 |  | 45-55-00/340 Wet air pressured abrasives; |  | Wet air pressured abrasives are described by characteristics such as abrasives. An example use may be within a masonry cleaning system.
Pr_35_31_65_97 | 35 | 31 | 65 | 97 | Wetting agents | 湿潤剤
Pr_35_31_65_98 | 35 | 31 | 65 | 98 | Wood knotting solutions | ウッドノッティングソリューション |  | 45-35-62/350 Knotting;
Pr_35_31_66 | 35 | 31 | 66 |  | Preparatory coatings | 下塗りコーティング |  |  |  | Adhesion promoters are described by characteristics such as composition. An example use may be within a floor coating system.
Pr_35_31_66_02 | 35 | 31 | 66 | 02 | Adhesion promoters | 接着促進剤 |  | 45-35-88/370 Adhesion promoters; |  | Adhesion promoters are described by characteristics such as composition. An example use may be within a floor coating system.
Pr_35_31_66_03 | 35 | 31 | 66 | 03 | Alkali-resisting primers | 耐アルカリプライマー |  | 45-35-64/305 Alkali-resisting primers; |  | Alkali-resisting primers are described by characteristics such as composition. An example use may be within a special coating system.
Pr_35_31_66_07 | 35 | 31 | 66 | 07 | Basecoat stains | ベースコート汚れ |  | 45-35-64/390 Basecoat stains; |  | Basecoat stains are described by characteristics such as composition and colour. An example use may be within a bead-fixed insulating glazing system.
Pr_35_31_66_08 | 35 | 31 | 66 | 08 | Bitumen primers | ビチューメンプライマー |  | 45-55-12/390 Bitumen primers; |  | Bitumen primers are described by characteristics such as grade and characteristics. An example use may be within a mastic asphalt floor underlay system.
Pr_35_31_66_09 | 35 | 31 | 66 | 09 | Bonding coats | ボンディングコート |  | 45-35-64/425 Bonding coats; |  | Bonding coats are described by characteristics such as composition and colour. An example use may be within a sprayed internal monolithic coating system.
Pr_35_31_66_15 | 35 | 31 | 66 | 15 | Combined barrier and bonding coats | バリアとボンディングコートの組み合わせ |  | 45-35-64/430 Combined barrier and bonding coats; |  | Combined barrier and bonding coats are described by characteristics such as composition and colour. An example use may be within a sprayed internal monolithic coating system.
Pr_35_31_66_16 | 35 | 31 | 66 | 16 | Concrete curing coatings | コンクリート養生コーティング |  | 45-35-88/380 Curing coatings for concrete; |  | Curing coatings for concrete are described by characteristics such as composition, suitability and colouring agent. An example use may be within a floating cementitious levelling screed system.
Pr_35_31_66_21 | 35 | 31 | 66 | 21 | Debonding compounds | 化合物の剥離 |  | 45-35-88/305 Debonding compounds; |  | Debonding compounds are described by characteristics such as material. An example use may be within an in situ concrete paving system.
Pr_35_31_66_22 | 35 | 31 | 66 | 22 | Dressing compounds | ドレッシングコンパウンド
Pr_35_31_66_26 | 35 | 31 | 66 | 26 | Etching primers | エッチングプライマー |  | 45-35-88/400 Etching primers; |  | Etching primers are described by characteristics such as category. An example use may be within a floor coating system.
Pr_35_31_66_30 | 35 | 31 | 66 | 30 | Floor covering primers | 床材用プライマー |  | 45-35-64/318 Primers for floor coverings; |  | Primers for floor coverings are described by characteristics such as composition. An example use may be within a rolled carpet system.
Pr_35_31_66_34 | 35 | 31 | 66 | 34 | Gilding basecoats | 金メッキベースコート |  | 45-35-84/444 Gilding base coat; |  | Gilding base coat are described by characteristics such as colour.
Pr_35_31_66_50 | 35 | 31 | 66 | 50 | Mastic asphalt (MA) primers | マスティックアスファルト（MA）プライマー |  | 45-35-64/335 Primers for mastic asphalt; |  | Primers for mastic asphalt are described by characteristics such as composition. An example use may be within a mastic asphalt sandwiched tanking system.
Pr_35_31_66_51 | 35 | 31 | 66 | 51 | Metallic lead primers | 金属鉛プライマー |  | 45-35-64/310 Metallic lead primers; |  | Metallic lead primers are described by characteristics such as composition and colour.
Pr_35_31_66_52 | 35 | 31 | 66 | 52 | Modified bitumen primers | 改質ビチューメンプライマー
Pr_35_31_66_53 | 35 | 31 | 66 | 53 | Mordant solutions | 媒染剤 |  | 45-35-88/405 Mordant solutions; |  | Mordant solutions are described by characteristics such as indicator colour. An example use may be within a floor coating system.
Pr_35_31_66_55 | 35 | 31 | 66 | 55 | Multicoloured finish basecoats | マルチカラー仕上げベースコート |  | 45-35-84/348 Multi-colour finish basecoats; |  | Multi-colour finish basecoats are described by characteristics such as composition and colour. An example use may be within a multi-colour coating system.
Pr_35_31_66_57 | 35 | 31 | 66 | 57 | Non-bituminous primers | 非瀝青プライマー |  | 45-35-64/315 Non bituminous primers; |  | Non bituminous primers are described by characteristics such as composition. An example use may be within a reinforced bitumen membrane inverted roof covering system.
Pr_35_31_66_60 | 35 | 31 | 66 | 60 | Paving primers | 舗装プライマー |  | 45-35-64/320 Primers for paving; |  | Primers for paving are described by characteristics such as composition.
Pr_35_31_66_62 | 35 | 31 | 66 | 62 | Plaster primers | 石膏プライマー |  | 45-35-64/340 Primers for plaster; |  | Primers for plaster are described by characteristics such as composition. An example use may be within a multicoat plaster system.
Pr_35_31_66_63 | 35 | 31 | 66 | 63 | Plasterboard primers | 石膏ボードプライマー |  | 45-35-64/325 Primers for plasterboard; |  | Primers for plasterboard are described by characteristics such as material and composition. An example use may be within a gypsum board casing system.
Pr_35_31_66_67 | 35 | 31 | 66 | 67 | Primer-sealers | プライマーシーラー |  | 45-35-64/355 Primer-sealers; |  | Primer-sealers are described by characteristics such as composition. An example use may be within a stabilized rammed earth wall system.
Pr_35_31_66_68 | 35 | 31 | 66 | 68 | Primer-undercoats | プライマーアンダーコート |  | 45-35-64/360 Primer-undercoats; |  | Primer-undercoats are described by characteristics such as composition. An example use may be within a special coating system.
Pr_35_31_66_70 | 35 | 31 | 66 | 70 | Reinforcement treatments | 補強処理 |  | 45-35-88/310 Reinforcement treatments; |  | Reinforcement treatments are described by characteristics such as anti-corrosion treatment. An example use may be within a concrete protective coating system.
Pr_35_31_66_71 | 35 | 31 | 66 | 71 | Resin coating primers | 樹脂コーティングプライマー |  | 45-35-64/345 Primers for resin coatings; |  | Primers for resin coatings are described by characteristics such as composition. An example use may be within a cold-applied liquid floor damp-proofing system.
Pr_35_31_66_75 | 35 | 31 | 66 | 75 | Sanded primers | サンディングされたプライマー |  | 45-35-64/363 Sanded primer; |  | Sanded primer are described by characteristics such as colour. An example use may be within a clay plaster system.
Pr_35_31_66_76 | 35 | 31 | 66 | 76 | Silicate-based primers | ケイ酸塩ベースのプライマー
Pr_35_31_66_77 | 35 | 31 | 66 | 77 | Sealant primers | シーラントプライマー |  | 45-35-64/350 Primers for sealant; |  | Primers for sealant are described by characteristics such as category.
Pr_35_31_66_78 | 35 | 31 | 66 | 78 | Slip plane bituminous emulsion paint primers | 滑り面アスファルト乳剤塗料プライマー |  | 45-35-64/330 Primers for bituminous emulsion paint for slip planes; |  | Primers for bituminous emulsion paint for slip planes are described by characteristics such as third-party certification. An example use may be within a water-based paint system.
Pr_35_31_66_80 | 35 | 31 | 66 | 80 | Solvent-borne basecoats | 溶剤型ベースコート |  | 45-35-64/395 Solvent-borne basecoats; |  | Solvent-borne basecoats are described by characteristics such as colour. An example use may be within a bead-fixed insulating glazing system.
Pr_35_31_66_81 | 35 | 31 | 66 | 81 | Solvent-borne metal primers | 溶剤型金属プライマー |  | 45-35-64/365 Solvent-borne primers for metal; |  | Solvent-borne primers for metal are described by characteristics such as composition. An example use may be within a special coating system.
Pr_35_31_66_82 | 35 | 31 | 66 | 82 | Solvent-borne undercoats | 溶剤系アンダーコート |  | 45-35-64/400 Solvent-borne undercoats; |  | Solvent-borne undercoats are described by characteristics such as composition and colour. An example use may be within a special coating system.
Pr_35_31_66_83 | 35 | 31 | 66 | 83 | Solvent-borne wood primers | 溶剤型ウッドプライマー |  | 45-35-64/370 Solvent-borne primers for wood; |  | Solvent-borne primers for wood are described by characteristics such as category. An example use may be within a special coating system.
Pr_35_31_66_88 | 35 | 31 | 66 | 88 | Thinners | シンナー |  | 45-35-84/408 Thinners; |  | Thinners are described by characteristics such as composition. An example use may be within a decorative varnish or lacquer system.
Pr_35_31_66_92 | 35 | 31 | 66 | 92 | Universal primers | ユニバーサルプライマー |  | 45-35-64/375 Universal primers; |  | Universal primers are described by characteristics such as category. An example use may be within a special coating system.
Pr_35_31_66_94 | 35 | 31 | 66 | 94 | Water-based acrylic primers | 水性アクリルプライマー |  | 45-35-64/377 Water based acrylic primers;
Pr_35_31_66_95 | 35 | 31 | 66 | 95 | Waterborne basecoats | 水性ベースコート |  | 45-35-64/405 Water-borne basecoats; |  | Water-borne basecoats are described by characteristics such as colour. An example use may be within a bead-fixed insulating glazing system.
Pr_35_31_66_96 | 35 | 31 | 66 | 96 | Waterborne metal primers | 水性金属プライマー |  | 45-35-64/380 Water-borne primers for metal; |  | Water-borne primers for metal are described by characteristics such as category. An example use may be within a special coating system.
Pr_35_31_66_97 | 35 | 31 | 66 | 97 | Waterborne thinned undercoats | 水性薄塗りアンダーコート |  | 45-35-64/410 Water-borne thinned undercoats; |  | Water-borne thinned undercoats are described by characteristics such as colour. An example use may be within a bead-fixed insulating glazing system.
Pr_35_31_66_98 | 35 | 31 | 66 | 98 | Waterborne wood primers | 水性ウッドプライマー |  | 45-35-64/385 Water-borne primers for wood; |  | Water-borne primers for wood are described by characteristics such as category. An example use may be within a special coating system.
Pr_35_31_66_99 | 35 | 31 | 66 | 99 | Waterborne undercoats | 水性アンダーコート |  | 45-35-64/415 Water-borne undercoats; |  | Water-borne undercoats are described by characteristics such as composition and colour. An example use may be within a special coating system.
Pr_35_31_67 | 35 | 31 | 67 |  | Preservative, additives and fire-retardant treatments | 保存料、添加物、難燃剤 |  |  |  | Borate pellet and rod preservative are described by characteristics such as performance classification, active ingredient(s) and hse re entry classification. An example use may be within a treatment systems for beetle infected timber.
Pr_35_31_67_01 | 35 | 31 | 67 | 01 | Acrylic retarder additives | アクリル系リターダー添加剤
Pr_35_31_67_07 | 35 | 31 | 67 | 07 | Borate pellet and rod preservatives | ホウ酸塩ペレットとロッド防腐剤 |  | 45-35-92/325 Borate pellet and rod preservative; |  | Borate pellet and rod preservative are described by characteristics such as performance classification, active ingredient(s) and hse re entry classification. An example use may be within a treatment systems for beetle infected timber.
Pr_35_31_67_08 | 35 | 31 | 67 | 08 | Boron compound preservatives | ホウ素化合物防腐剤 |  | 45-35-92/320 Boron compound preservative; |  | Boron compound preservative are described by characteristics such as preservative strength. An example use may be within a treatment systems for fungus infected masonry.
Pr_35_31_67_14 | 35 | 31 | 67 | 14 | Clear flame-retardant finishes | クリアな難燃性仕上げ
Pr_35_31_67_15 | 35 | 31 | 67 | 15 | Copper-organic preservatives | 銅有機防腐剤 |  | 45-35-92/340 Copper-organic preservative; |  | Copper-organic preservative are described by characteristics such as preservative strength. An example use may be within a treatment systems for fungus infected masonry.
Pr_35_31_67_24 | 35 | 31 | 67 | 24 | Dry interior fire-retardant solutions | 乾燥した内部難燃性ソリューション
Pr_35_31_67_34 | 35 | 31 | 67 | 34 | Glycol-borne preservatives | グリコール系防腐剤
Pr_35_31_67_37 | 35 | 31 | 67 | 37 | House longhorn beetle timber treatments | ハウスロングホーンビートルティンバートリートメント |  | 45-35-92/480 House Longhorn Beetle timber treatment; |  | House longhorn beetle timber treatment are described by characteristics such as treatment. An example use may be within a retrospective application of preservative treatment.
Pr_35_31_67_39 | 35 | 31 | 67 | 39 | Humidity-resistant fire-retardant solutions | 耐湿性難燃剤ソリューション |  | 45-35-92/380 Humidity resistant fire retardant solution; |  | Humidity resistant fire retardant solution are described by characteristics such as solution strength. An example use may be within a fire retardant treatment.
Pr_35_31_67_41 | 35 | 31 | 67 | 41 | Insecticidal paint additives | 殺虫剤添加物
Pr_35_31_67_42 | 35 | 31 | 67 | 42 | Interior fire-retardant solutions | インテリア難燃性ソリューション
Pr_35_31_67_46 | 35 | 31 | 67 | 46 | Latex retarder additives | ラテックス遅延添加剤
Pr_35_31_67_47 | 35 | 31 | 67 | 47 | Leach-resistant fire-retardant solutions | 耐浸出性難燃剤ソリューション
Pr_35_31_67_52 | 35 | 31 | 67 | 52 | Microemulsion-borne preservatives | マイクロエマルジョン系防腐剤 |  | 45-35-92/350 Microemulsion borne preservative; |  | Microemulsion borne preservative are described by characteristics such as performance classification, target species and preservative. An example use may be within a treatment systems for fungus infected masonry.
Pr_35_31_67_59 | 35 | 31 | 67 | 59 | Organic solvent-borne preservatives | 有機溶剤型防腐剤 |  | 45-35-92/365 Organic solvent-borne preservative; |  | Organic solvent-borne preservative are described by characteristics such as performance classification, target species and preservative. An example use may be within a treatment systems for fungus infected masonry.
Pr_35_31_67_88 | 35 | 31 | 67 | 88 | Thatch fire preservative treatments | 茅葺き消火防腐剤 |  | 45-35-92/310 Thatch preservative treatments; |  | Thatch preservative treatments are described by characteristics such as treatment type, third-party certification and application method. An example use may be within a thatch roofing system.
Pr_35_31_67_89 | 35 | 31 | 67 | 89 | Thatch fire-retardant treatments | サッチ難燃処理 |  | 45-35-92/305 Thatch fire retardant treatments; |  | Thatch fire retardant treatments are described by characteristics such as standards and fire resistance category. An example use may be within a thatch roofing system.
Pr_35_31_67_96 | 35 | 31 | 67 | 96 | Waterborne preservatives | 水性防腐剤 |  | 45-35-92/495 Water borne preservative; |  | Water borne preservative are described by characteristics such as performance classification, target species and preservative. An example use may be within a water-borne paint system.
Pr_35_31_67_97 | 35 | 31 | 67 | 97 | Water-based microemulsion preservatives | 水ベースのマイクロエマルジョン防腐剤
Pr_35_31_67_98 | 35 | 31 | 67 | 98 | Water-based organic preservatives | 水ベースの有機防腐剤 |  | 45-35-92/355 Water-based organic preservatives; |  | Water-based organic preservatives are described by characteristics such as third-party certification and colour. An example use may be within a treatment systems for fungus infected masonry.
Pr_35_31_68 | 35 | 31 | 68 |  | Protective coatings | 保護コーティング |  |  |  | Acrylic based waterproof coatings are described by characteristics such as admixture and colour. An example use may be within a liquid applied cold roof covering system.
Pr_35_31_68_01 | 35 | 31 | 68 | 01 | Acrylic-based waterproof coatings | アクリルベースの防水コーティング |  | 45-35-50/315 Acrylic based waterproof coatings; |  | Acrylic based waterproof coatings are described by characteristics such as admixture and colour. An example use may be within a liquid applied cold roof covering system.
Pr_35_31_68_02 | 35 | 31 | 68 | 02 | Anionic bitumen emulsions | アニオン性ビチューメン乳剤 |  | 45-55-12/320 Anionic bitumen emulsions; |  | Anionic bitumen emulsions are described by characteristics such as classification and colour. An example use may be within an existing pavement surface overlay system.
Pr_35_31_68_03 | 35 | 31 | 68 | 03 | Anodizing | 陽極酸化 |  | 45-35-30/380 Anodizing; |  | Anodizing are described by characteristics such as supplied by and formulation.
Pr_35_31_68_04 | 35 | 31 | 68 | 04 | Anti-carbonation coatings | 炭化防止コーティング |  | 45-35-84/384 Anti-carbonation paints; |  | Anti-carbonation paints are described by characteristics such as colour. An example use may be within a special coating system.
Pr_35_31_68_05 | 35 | 31 | 68 | 05 | Anti-graffiti coatings | 落書き防止コーティング |  | 45-35-84/392 Anti-graffiti coatings; |  | Anti-graffiti coatings are described by characteristics such as category of use and colour. An example use may be within a concrete post and rail barrier system.
Pr_35_31_68_06 | 35 | 31 | 68 | 06 | Barrier coatings | バリアコーティング |  | 45-35-64/420 Barrier coats; |  | Barrier coats are described by characteristics such as composition and colour. An example use may be within a sprayed internal monolithic coating system.
Pr_35_31_68_07 | 35 | 31 | 68 | 07 | Bitumen-based black coatings | ビチューメンベースの黒色コーティング |  | 45-35-84/370 Bitumen-based black paints;
Pr_35_31_68_09 | 35 | 31 | 68 | 09 | Bitumen emulsion waterproof coatings | ビチューメンエマルジョン防水コーティング |  | 45-35-50/320 Bitumen emulsion waterproof coatings; |  | Bitumen emulsion waterproof coatings are described by characteristics such as admixture and colour. An example use may be within a masonry internal leaf system.
Pr_35_31_68_10 | 35 | 31 | 68 | 10 | Black bitumen coatings | 黒ビチューメンコーティング |  | 45-35-84/368 Black bitumen; |  | Bitumen coating are described by characteristics such as third-party certification. An example use may be within an external freestanding container planting system.
Pr_35_31_68_11 | 35 | 31 | 68 | 11 | Cationic bitumen emulsions | カチオン性ビチューメン乳剤 |  | 45-55-12/330 Cationic bitumen emulsions; |  | Cationic bitumen emulsions are described by characteristics such as classification and colour. An example use may be within an existing pavement surface overlay system.
Pr_35_31_68_12 | 35 | 31 | 68 | 12 | Cellulose coatings | セルロースコーティング |  | 45-35-84/424 Cellulose coating; |  | Cellulose coating are described by characteristics such as colour. An example use may be within a decorative varnish or lacquer system.
Pr_35_31_68_13 | 35 | 31 | 68 | 13 | Chrome plating | クロムメッキ
Pr_35_31_68_14 | 35 | 31 | 68 | 14 | Clear floor varnishes | 透明なワニス |  | 45-35-84/414 Clear floor varnishes; |  | Clear floor varnishes are described by characteristics such as composition and sheen. An example use may be within a floor coating system.
Pr_35_31_68_15 | 35 | 31 | 68 | 15 | Clear varnishes | クリアニス |  | 45-35-84/410 Clear varnishes; |  | Clear varnishes are described by characteristics such as composition, binder and sheen. An example use may be within a barrier maintenance system.
Pr_35_31_68_16 | 35 | 31 | 68 | 16 | Cold-applied bitumen solutions | 冷間塗布ビチューメンソリューション |  | 45-55-12/365 Cold applied bitumen solutions; |  | Cold applied bitumen solutions are described by characteristics such as material and application temperature. An example use may be within a masonry internal leaf system.
Pr_35_31_68_17 | 35 | 31 | 68 | 17 | Cold-applied polymer-modified bitumen waterproof coatings | 冷間塗布されたポリマー改質ビチューメン防水コーティング |  | 45-35-50/335 Cold applied polymer modified bitumen waterproof coatings; |  | Cold applied polymer modified bitumen waterproof coatings are described by characteristics such as modifier, admixture and colour. An example use may be within a liquid applied cold roof covering system.
Pr_35_31_68_18 | 35 | 31 | 68 | 18 | Concrete polishes | コンクリート研磨 |  | 45-35-84/440 Concrete polishes; |  | Concrete polishes are described by characteristics such as composition.
Pr_35_31_68_19 | 35 | 31 | 68 | 19 | Copper plating | 銅メッキ
Pr_35_31_68_21 | 35 | 31 | 68 | 21 | Cork tile polyurethane (PUR) varnishes | コルクタイルポリウレタン（PUR）ワニス |  | 45-35-84/412 Polyurethane varnish for cork tiles; |  | Polyurethane varnish for cork tiles are described by characteristics such as composition. An example use may be within a resilient sheet flooring system.
Pr_35_31_68_25 | 35 | 31 | 68 | 25 | Electrical insulation coatings | 電気絶縁コーティング
Pr_35_31_68_27 | 35 | 31 | 68 | 27 | Epoxy resin coatings | エポキシ樹脂コーティング |  | 45-35-50/345 Epoxy resin coatings; |  | Epoxy resin coatings are described by characteristics such as admixture and colour.
Pr_35_31_68_28 | 35 | 31 | 68 | 28 | Epoxy underwater coatings | エポキシ水中コーティング |  | 45-35-84/378 Epoxy underwater coatings; |  | Epoxy underwater coatings are described by characteristics such as colour.
Pr_35_31_68_29 | 35 | 31 | 68 | 29 | Flame-retardant coatings | 難燃性コーティング |  | 45-35-84/406 Flame-retardant clear finishes; |  | Flame-retardant clear finishes are described by characteristics such as surface spread of flame (minimum). An example use may be within a special coating system.
Pr_35_31_68_31 | 35 | 31 | 68 | 31 | Floor dyes | 床染料 |  | 45-35-84/420 Floor dyes; |  | Floor dyes are described by characteristics such as composition and colour. An example use may be within a floor coating system.
Pr_35_31_68_32 | 35 | 31 | 68 | 32 | Floor polishes | フロアポリッシュ |  | 45-35-84/438 Floor polishes; |  | Floor polishes are described by characteristics such as composition and category. An example use may be within a resilient sheet flooring system.
Pr_35_31_68_33 | 35 | 31 | 68 | 33 | Fungicidal coatings | 殺菌性コーティング |  | 45-35-84/382 Fungicidal paints; |  | Fungicidal paints are described by characteristics such as composition, colour and sheen. An example use may be within a special coating system.
Pr_35_31_68_34 | 35 | 31 | 68 | 34 | Galvanized coatings | 亜鉛メッキコーティング |  | 45-35-30/330 Galvanized coating to bolt assemblies; |  | Galvanized coating to bolt assemblies are described by characteristics such as finish.
Pr_35_31_68_35 | 35 | 31 | 68 | 35 | Gold plating | 金メッキ
Pr_35_31_68_36 | 35 | 31 | 68 | 36 | Hard wax oils | ハードワックスオイル |  | 45-35-84/422 Hard wax oil; |  | Hard wax oil are described by characteristics such as colour and sheen. An example use may be within a floor coating system.
Pr_35_31_68_37 | 35 | 31 | 68 | 37 | Heat-resisting coatings | 耐熱コーティング |  | 45-35-84/388 Heat-resisting paints; |  | Heat-resisting paints are described by characteristics such as application, temperature range and colour. An example use may be within a special coating system.
Pr_35_31_68_38 | 35 | 31 | 68 | 38 | Hot-applied polymer-modified bitumen waterproof coatings | 熱間塗布されたポリマー改質ビチューメン防水コーティング |  | 45-35-50/325 Hot applied polymer modified bitumen waterproof coatings; |  | Hot applied polymer modified bitumen waterproof coatings are described by characteristics such as modifier, admixture and colour. An example use may be within a liquid applied cold roof covering system.
Pr_35_31_68_39 | 35 | 31 | 68 | 39 | Hot-dip galvanizings | 溶融亜鉛めっき |  | 45-35-30/360 Hot dip galvanizing;
Pr_35_31_68_40 | 35 | 31 | 68 | 40 | Hygienic coatings | 衛生的なコーティング |  | 45-35-84/390 Hygienic coatings; |  | Hygienic coatings are described by characteristics such as composition, colour and resistance to organisms. An example use may be within a special coating system.
Pr_35_31_68_43 | 35 | 31 | 68 | 43 | Intumescent protective coatings | 膨張性保護コーティング |  | 45-35-84/364 Intumescent protective coatings; |  | Intumescent protective coatings are described by characteristics such as composition and colour. An example use may be within an intumescent casting system.
Pr_35_31_68_46 | 35 | 31 | 68 | 46 | Lacquers | 漆 |  | 45-35-84/436 Lacquer; |  | Lacquer are described by characteristics such as composition, colour and sheen. An example use may be within a wood veneered panel lining system.
Pr_35_31_68_47 | 35 | 31 | 68 | 47 | Liquid tanking resins | 液体タンキング樹脂 |  | 45-55-70/305 Liquid tanking resin; |  | Liquid tanking resin are described by characteristics such as composition. An example use may be within a masonry internal leaf system.
Pr_35_31_68_51 | 35 | 31 | 68 | 51 | Mastic asphalt (MA) polishes | マスティックアスファルト（MA）ポリッシュ |  | 45-35-84/442 Polishes for mastic asphalt; |  | Polishes for mastic asphalt are described by characteristics such as composition. An example use may be within a mastic asphalt floor underlay system.
Pr_35_31_68_52 | 35 | 31 | 68 | 52 | Membrane walkway coatings | メンブレン通路コーティング |  | 45-35-50/360 Membrane walkway coating; |  | Membrane walkway coating are described by characteristics such as composition, width and colour. An example use may be within a single layer cold roof covering system.
Pr_35_31_68_55 | 35 | 31 | 68 | 55 | Multicoloured finish glaze coats | マルチカラー仕上げの釉薬コート |  | 45-35-84/352 Multi-colour finish glaze coats; |  | Multi-colour finish glaze coats are described by characteristics such as composition, finished appearance and colour of flakes. An example use may be within a multi-colour coating system.
Pr_35_31_68_60 | 35 | 31 | 68 | 60 | Patination oils | パティネーションオイル |  | 45-35-84/426 Patination oil;
Pr_35_31_68_62 | 35 | 31 | 68 | 62 | Polymer resin waterproof coatings | ポリマー樹脂防水コーティング |  | 45-35-50/365 Polymer resin waterproof coating; |  | Polymer resin waterproof coating are described by characteristics such as admixture, reinforcement and colour.
Pr_35_31_68_63 | 35 | 31 | 68 | 63 | Polyester resin waterproof coatings | ポリエステル樹脂防水コーティング |  | 45-35-50/330 Polyester resin waterproof coatings; |  | Polyester resin waterproof coatings are described by characteristics such as colour. An example use may be within a liquid applied cold roof covering system.
Pr_35_31_68_64 | 35 | 31 | 68 | 64 | Polyurethane (PUR) waterproof coatings | ポリウレタン（PUR）防水コーティング |  | 45-35-50/340 Polyurethane waterproof coatings; |  | Polyurethane waterproof coatings are described by characteristics such as admixture and colour. An example use may be within a cold-applied liquid external tanking system.
Pr_35_31_68_65 | 35 | 31 | 68 | 65 | Polyvinylidene fluoride (PVDF) coatings | ポリフッ化ビニリデン（PVDF）コーティング |  | 45-35-30/370 Polyvinylidene fluoride (pvdf) coating; |  | Polyvinylidene fluoride (pvdf) coating are described by characteristics such as pvdf resin content of coatings (minimum).
Pr_35_31_68_66 | 35 | 31 | 68 | 66 | Powder coatings | 粉体塗装 |  | 45-35-30/310 Powder coating; |  | Powder coating are described by characteristics such as powder formulation.
Pr_35_31_68_69 | 35 | 31 | 68 | 69 | Red oxide paints | 赤色酸化物塗料
Pr_35_31_68_70 | 35 | 31 | 68 | 70 | Resin floor coatings | 樹脂床コーティング |  | 45-55-10/400 Floor coating; |  | Floor coating are described by characteristics such as third party product certification and colour. An example use may be within a resin flooring system.
Pr_35_31_68_72 | 35 | 31 | 68 | 72 | Sacrificial anti-corrosion coatings | 犠牲防食コーティング
Pr_35_31_68_74 | 35 | 31 | 68 | 74 | Sherardized coatings | シェラダイズされたコーティング |  | 45-35-30/340 Sherardized coating to bolt assemblies; |  | Sherardized coating to bolt assemblies are described by characteristics such as sherardizing class and post treatment.
Pr_35_31_68_75 | 35 | 31 | 68 | 75 | Silver plating | 銀メッキ
Pr_35_31_68_79 | 35 | 31 | 68 | 79 | Sprayed monolithic coating finishing coats | 溶射一体式コーティング仕上げコート |  | 45-35-84/332 Finishing coats for sprayed monolithic coatings; |  | Finishing coats for sprayed monolithic coatings are described by characteristics such as category and colour. An example use may be within a sprayed internal monolithic coating system.
Pr_35_31_68_80 | 35 | 31 | 68 | 80 | Solvent-free waterproof coatings | 無溶剤防水コーティング
Pr_35_31_68_81 | 35 | 31 | 68 | 81 | Solar reflective coatings | 太陽光反射コーティング |  | 45-35-84/366 Solar reflective paints; |  | Solar reflective paints are described by characteristics such as colour. An example use may be within a mastic asphalt warm roof covering system.
Pr_35_31_68_82 | 35 | 31 | 68 | 82 | Solar reflective anti-corrosion coatings | 太陽光線反射防止コーティング
Pr_35_31_68_83 | 35 | 31 | 68 | 83 | Spray-applied fireproof coatings | スプレー塗装された耐火コーティング
Pr_35_31_68_84 | 35 | 31 | 68 | 84 | Spray-applied thermal insulation | スプレー式断熱材
Pr_35_31_68_85 | 35 | 31 | 68 | 85 | Steel fence powder coatings | スチールフェンス粉体塗装
Pr_35_31_68_86 | 35 | 31 | 68 | 86 | Surface preservation products | 表面保護製品 |  | 45-55-12/300 Surface preservation product; |  | Surface preservation product are described by characteristics such as additional lifespan provided (minimum), curing period (maximum) and grit size (nominal).
Pr_35_31_68_87 | 35 | 31 | 68 | 87 | Tar-based black coatings | タールベースの黒色コーティング |  | 45-35-84/372 Tar-based black paints;
Pr_35_31_68_88 | 35 | 31 | 68 | 88 | Thermoplastic block copolymer waterproof coatings | 熱可塑性ブロックコポリマー防水コーティング |  | 45-35-50/350 Thermoplastic block copolymer waterproof coatings; |  | Thermoplastic block copolymer waterproof coatings are described by characteristics such as admixture and colour. An example use may be within a liquid applied cold roof covering system.
Pr_35_31_68_96 | 35 | 31 | 68 | 96 | Water-dispersible polymer waterproof coatings | 水分散性ポリマー防水コーティング |  | 45-35-50/355 Water dispersible polymer waterproof coatings; |  | Water dispersible polymer waterproof coatings are described by characteristics such as admixture and colour. An example use may be within a liquid applied cold roof covering system.
Pr_35_31_68_97 | 35 | 31 | 68 | 97 | Water repellents | 撥水剤 |  | 45-35-88/420 Water repellents; |  | Water repellents are described by characteristics such as composition and colour. An example use may be within a special coating system.
Pr_35_31_68_98 | 35 | 31 | 68 | 98 | Yacht varnishes | ヨットニス |  | 45-35-84/416 Yacht varnish; |  | Yacht varnish are described by characteristics such as finish. An example use may be within a decorative varnish or lacquer system.
Pr_35_31_68_99 | 35 | 31 | 68 | 99 | Zinc plating | 亜鉛メッキ |  | 45-35-30/350 Zinc plated finish to bolt assemblies; |  | Zinc plated finish to bolt assemblies are described by characteristics such as designation.
Pr_35_31_77 | 35 | 31 | 77 |  | Surface sealers | 表面シーラー |  |  |  | Anti-graffiti sealers are described by characteristics such as composition and colour. An example use may be within a masonry freestanding wall leaf system.
Pr_35_31_77_05 | 35 | 31 | 77 | 05 | Anti-graffiti sealers | 落書き防止シーラー |  | 45-35-88/315 Anti-graffiti sealers; |  | Anti-graffiti sealers are described by characteristics such as composition and colour. An example use may be within a masonry freestanding wall leaf system.
Pr_35_31_77_08 | 35 | 31 | 77 | 08 | Bitumen-based impregnating sealers | ビチューメンベースの含浸シーラー |  | 45-35-88/320 Bitumen-based impregnating sealers; |  | Bitumen-based impregnating sealers are described by characteristics such as class.
Pr_35_31_77_12 | 35 | 31 | 77 | 12 | Cement-based screed surface sealers | セメントベースのスクリード表面シーラー |  | 45-35-88/360 Surface sealer for cement-based screeds; |  | Surface sealer for cement-based screeds are described by characteristics such as material. An example use may be within a battened wood-based rigid sheet floating floor system.
Pr_35_31_77_15 | 35 | 31 | 77 | 15 | Concrete sealers | コンクリートシーラー |  | 45-35-88/325 Concrete sealers; |  | Concrete sealers are described by characteristics such as composition, primer and category. An example use may be within an in situ reinforced concrete wall structure system.
Pr_35_31_77_16 | 35 | 31 | 77 | 16 | Cork flooring sealers | コルク製フローリングシーラー |  | 45-35-84/430 Sealers for cork flooring; |  | Sealers for cork flooring are described by characteristics such as composition. An example use may be within a resilient sheet flooring system.
Pr_35_31_77_24 | 35 | 31 | 77 | 24 | Dry shake finish sealers | ドライシェイク仕上げシーラー |  | 45-35-88/355 Sealers for dry shake finishes; |  | Sealers for dry shake finishes are described by characteristics such as composition, colour and sheen.
Pr_35_31_77_25 | 35 | 31 | 77 | 25 | Dustproofing sealers | 防塵シーラー |  | 45-35-88/330 Dustproofing sealers; |  | Dustproofing sealers are described by characteristics such as composition and colour. An example use may be within a raised access floor system.
Pr_35_31_77_30 | 35 | 31 | 77 | 30 | Floor surface sealers | 床面シーラー |  | 45-35-84/432 Surface sealers for floors; |  | Surface sealers for floors are described by characteristics such as grade, colour and slip resistance – water wet (minimum). An example use may be within a resin flooring system.
Pr_35_31_77_42 | 35 | 31 | 77 | 42 | Intumescent coating sealers | 膨張性コーティングシーラー |  | 45-35-84/374 Top sealer coats for intumescent coatings; |  | Top sealer coats for intumescent coatings are described by characteristics such as composition and colour. An example use may be within an intumescent casting system.
Pr_35_31_77_46 | 35 | 31 | 77 | 46 | Liquid-applied membranes | 液体塗布膜
Pr_35_31_77_50 | 35 | 31 | 77 | 50 | Mastic asphalt (MA) oil-resistant sealers | マスティックアスファルト（MA）耐油シーラー |  | 45-35-88/335 Oil-resistant sealers for mastic asphalt; |  | Oil-resistant sealers for mastic asphalt are described by characteristics such as composition. An example use may be within a mastic asphalt floor underlay system.
Pr_35_31_77_60 | 35 | 31 | 77 | 60 | Paving sealers and stabilizers | 舗装用シーラーとスタビライザー |  | 45-35-88/340 Paving sealers and stabilizers; |  | Paving sealers and stabilizers are described by characteristics such as composition and sheen. An example use may be within a mat and sheet paving maintenance system.
Pr_35_31_77_72 | 35 | 31 | 77 | 72 | Resin floor sealers | 樹脂床シーラー |  | 45-35-84/434 Resin floor sealers; |  | Resin floor sealers are described by characteristics such as third party product certification, composition and colour.
Pr_35_31_77_76 | 35 | 31 | 77 | 76 | Sealers | シーラー |  | 45-35-88/345 Sealers; |  | Sealers are described by characteristics such as composition. An example use may be within a multi-colour coating system.
Pr_35_31_77_84 | 35 | 31 | 77 | 84 | Sprayed monolithic coating sealers | 溶射一体式コーティングシーラー |  | 45-35-84/330 Sealers for sprayed monolithic coatings; |  | Sealers for sprayed monolithic coatings are described by characteristics such as composition and colour. An example use may be within a sprayed internal monolithic coating system.
Pr_35_31_77_92 | 35 | 31 | 77 | 92 | Ultraviolet (UV)-resistant sealers | 紫外線（UV）耐性シーラー |  | 45-35-88/365 UV-resistant sealers; |  | Uv-resistant sealers are described by characteristics such as category and colour. An example use may be within a liquid applied warm roof covering system.
Pr_35_31_77_96 | 35 | 31 | 77 | 96 | Wood floor sealers | ウッドフロアシーラー |  | 45-35-84/428 Wood floor sealers; |  | Wood floor sealers are described by characteristics such as composition, uv inhibitor and colour.
Pr_35_31_85 | 35 | 31 | 85 |  | Specialist coatings | スペシャリストコーティング |  |  |  | Acoustic coating are described by characteristics such as composition. An example use may be within a built-in refuse chute system.
Pr_35_31_85_02 | 35 | 31 | 85 | 02 | Acoustic chute coatings | 音響シュートコーティング |  | 45-30-15/385 Acoustic coating; |  | Acoustic coating are described by characteristics such as composition. An example use may be within a built-in refuse chute system.
Pr_35_31_85_03 | 35 | 31 | 85 | 03 | Anti-climb paints | アンチクライム塗料 |  | 45-35-84/394 Anti-climb paints; |  | Anti-climb paints are described by characteristics such as colour. An example use may be within a concrete post and rail barrier system.
Pr_35_31_85_04 | 35 | 31 | 85 | 04 | Anti-slip floor coatings | 滑り止め床コーティング |  | 45-35-84/399 Anti-slip floor coating; |  | Anti-slip floor coating are described by characteristics such as composition, coverage and slip resistance value (srv) / pendulum test value (pvt) (minimum). An example use may be within a floor coating system.
Pr_35_31_85_05 | 35 | 31 | 85 | 05 | Anti-static carpet treatments | 帯電防止カーペット処理
Pr_35_31_85_13 | 35 | 31 | 85 | 13 | Chlorinated rubber road markings | 塩素化ゴムの道路標示 |  | 45-35-84/403 Chlorinated rubber road markings; |  | Chlorinated rubber road markings are described by characteristics such as colour, retroreflectivity and luminance.
Pr_35_31_85_21 | 35 | 31 | 85 | 21 | Damp-proof coatings | 防湿コーティング
Pr_35_31_85_24 | 35 | 31 | 85 | 24 | Dry rot paints | 乾燥腐敗塗料 |  | 45-35-84/396 Dry rot paints; |  | Dry rot paints are described by characteristics such as composition and colour.
Pr_35_31_85_26 | 35 | 31 | 85 | 26 | Elastomeric paints | エラストマー塗料
Pr_35_31_85_27 | 35 | 31 | 85 | 27 | Epoxy paint road markings | エポキシ塗装道路標示 |  | 45-35-84/401 Epoxy paint road markings; |  | Epoxy paint road markings are described by characteristics such as colour, retroreflectivity and luminance.
Pr_35_31_85_29 | 35 | 31 | 85 | 29 | Fluorescent paints | 蛍光塗料
Pr_35_31_85_35 | 35 | 31 | 85 | 35 | Gilding leaf | 金メッキの葉 |  | 45-35-84/446 Gilding leaf; |  | Gilding leaf are described by characteristics such as metal and quality. An example use may be within an oil gilding system.
Pr_35_31_85_36 | 35 | 31 | 85 | 36 | Gilding size | 金メッキサイズ |  | 45-50-00/410 Gilding sizes; |  | Gilding sizes are described by characteristics such as base, initial tack period (maximum) and open time (minimum).
Pr_35_31_85_46 | 35 | 31 | 85 | 46 | Light-duty road markings | 軽量道路標識 |  | 45-35-84/400 Light duty road markings; |  | Light duty road markings are described by characteristics such as colour. An example use may be within a porous asphalt concrete sports paving system.
Pr_35_31_85_47 | 35 | 31 | 85 | 47 | Line marking paints | ラインマーキング塗料 |  | 45-35-84/404 Line marking paints; |  | Line marking paints are described by characteristics such as purpose and colour. An example use may be within a porous asphalt concrete sports paving system.
Pr_35_31_85_48 | 35 | 31 | 85 | 48 | Luminous paints | 発光塗料 |  | 45-35-84/380 Luminous paints; |  | Luminous paints are described by characteristics such as composition, colour and sheen. An example use may be within a special coating system.
Pr_35_31_85_51 | 35 | 31 | 85 | 51 | Metallic wear-resistant, low-friction coatings | 金属の耐摩耗性、低摩擦コーティング
Pr_35_31_85_60 | 35 | 31 | 85 | 60 | Phosphorescent paints | 蓄光塗料 |  | 45-35-84/381 Phosphorescent paints; |  | Phosphorescent paints are described by characteristics such as composition. An example use may be within a special coating system.
Pr_35_31_85_61 | 35 | 31 | 85 | 61 | Polyurethane resin-based paint | ポリウレタン樹脂系塗料
Pr_35_31_85_62 | 35 | 31 | 85 | 62 | Polyurethane (PUR) rubber spray surfaces | ポリウレタン（PUR）ゴムスプレー表面 |  | 45-20-20/370 Polyurethane rubber spray; |  | Polyurethane rubber spray are described by characteristics such as colour, texture and thickness. An example use may be within a sport or play paving maintenance system.
Pr_35_31_85_65 | 35 | 31 | 85 | 65 | Preformed road markings | 事前に形成された道路標示 |  | 45-35-84/405 Preformed road markings; |  | Preformed road markings are described by characteristics such as material, retroreflectivity and luminance.
Pr_35_31_85_70 | 35 | 31 | 85 | 70 | Radiator enamels | ラジエーターエナメル |  | 45-35-84/386 Radiator enamels; |  | Radiator enamels are described by characteristics such as composition, colour and sheen. An example use may be within a special coating system.
Pr_35_31_85_72 | 35 | 31 | 85 | 72 | Reflective coatings | 反射コーティング
Pr_35_31_85_78 | 35 | 31 | 85 | 78 | Slip plane bituminous emulsion paints | 滑り面アスファルト乳剤塗料 |  | 45-35-84/398 Bituminous emulsion paints for slip planes; |  | Bituminous emulsion paints for slip planes are described by characteristics such as third-party certification. An example use may be within a prefabricated glass block wall system.
Pr_35_31_85_80 | 35 | 31 | 85 | 80 | Slip-resistant surface treatments | 滑りにくい表面処理 |  | 45-35-88/410 Slip resistant surface treatments; |  | Slip resistant surface treatments are described by characteristics such as composition, mesh size and colour. An example use may be within a porous asphalt concrete sports paving system.
Pr_35_31_85_81 | 35 | 31 | 85 | 81 | Sound damping coatings | 防音コーティング
Pr_35_31_85_82 | 35 | 31 | 85 | 82 | Surface hardeners | 表面硬化剤 |  | 45-35-88/415 Surface hardeners; |  | Surface hardeners are described by characteristics such as composition. An example use may be within an in situ reinforced concrete stair or ramp system.
Pr_35_31_85_88 | 35 | 31 | 85 | 88 | Thermoplastic line markings | 熱可塑性ラインマーキング |  | 45-35-84/403 Thermoplastic line markings; |  | Thermoplastic line markings are described by characteristics such as purpose, colour and width. An example use may be within a porous asphalt concrete sports paving system.
Pr_35_31_85_90 | 35 | 31 | 85 | 90 | Thermoplastic road markings | 熱可塑性道路標示 |  | 45-35-84/402 Thermoplastic road markings; |  | Thermoplastic road markings are described by characteristics such as colour and retro-reflectivity. An example use may be within a porous asphalt concrete sports paving system.
Pr_35_31_85_94 | 35 | 31 | 85 | 94 | Vitreous enamels | ガラス質エナメル
Pr_35_31_85_96 | 35 | 31 | 85 | 96 | Waterborne resin coatings | 水性樹脂コーティング |  | 45-35-84/376 Water-borne resin coatings; |  | Water-borne resin coatings are described by characteristics such as composition and colour.
Pr_35_31_85_97 | 35 | 31 | 85 | 97 | Wear and abrasion-resistant coating | 耐摩耗性コーティング
Pr_35_31_85_98 | 35 | 31 | 85 | 98 | Wearing surface dry shake materials | 表面ドライシェイク素材の着用 |  | 45-35-88/390 Dry shake material for wearing surfaces; |  | Dry shake material for wearing surfaces are described by characteristics such as aggregates and colour. An example use may be within an in situ reinforced concrete floor, roof deck or balcony system.
Pr_35_57 | 35 | 57 |  |  | Non-rigid sheet, mat and strip covering and finish products | 非剛体のシート、マット、ストリップのカバーおよび仕上げ製品
Pr_35_57_11 | 35 | 57 | 11 |  | Carpets, carpet tiles, coverings, underlays and mats | カーペット、カーペットタイル、カバー、下敷き、マット |  |  |  | Axminster carpets are described by characteristics such as classification, level of use class and recycled content. An example use may be within a stair carpeting system.
Pr_35_57_11_05 | 35 | 57 | 11 | 05 | Axminster carpets | Axminsterカーペット |  | 45-20-15/405 Axminster carpets; |  | Axminster carpets are described by characteristics such as classification, level of use class and recycled content. An example use may be within a stair carpeting system.
Pr_35_57_11_07 | 35 | 57 | 11 | 07 | Bonded carpets | 接着カーペット
Pr_35_57_11_08 | 35 | 57 | 11 | 08 | Bonded carpet tiles | 接着カーペットタイル
Pr_35_57_11_11 | 35 | 57 | 11 | 11 | Cellular plastics underlays | セルラープラスチックアンダーレイ |  | 45-20-15/310 Cellular plastics underlays; |  | Cellular plastics underlays are described by characteristics such as use class, thickness (minimum) and recycled content. An example use may be within an edge-fixed carpeting system.
Pr_35_57_11_13 | 35 | 57 | 11 | 13 | Cellular rubber underlays | セルラバーアンダーレイ |  | 45-20-15/315 Cellular rubber underlays; |  | Cellular rubber underlays are described by characteristics such as standards, use class and thickness (minimum). An example use may be within an edge-fixed carpeting system.
Pr_35_57_11_15 | 35 | 57 | 11 | 15 | Combined fibrous or non-fibrous underlays | 複合繊維または非繊維アンダーレイ |  | 45-20-15/320 Combined fibrous or non-fibrous underlays; |  | Combined fibrous or non-fibrous underlays are described by characteristics such as standards, use class and thickness (minimum). An example use may be within an edge-fixed carpeting system.
Pr_35_57_11_24 | 35 | 57 | 11 | 24 | Dry felt paper interlays | 乾いたフェルト紙の中間層 |  | 45-20-15/305 Dry felt paper interlays; |  | Dry felt paper interlays are described by characteristics such as thickness. An example use may be within an edge-fixed carpeting system.
Pr_35_57_11_26 | 35 | 57 | 11 | 26 | Entrance mats | 玄関マット |  | 45-35-35/420 Entrance matting; |  | Entrance matting are described by characteristics such as arrangement, dimensions and material. An example use may be within a general fittings, furnishings and equipment system.
Pr_35_57_11_27 | 35 | 57 | 11 | 27 | Ethylene propylene diene monomer (EPDM) rubber mats | エチレンプロピレンジエンモノマー（EPDM）ゴムマット |  | 45-20-70/312 Ethylene propylene diene monomer (EPDM) rubber mat; |  | Ethylene propylene diene monomer (epdm) rubber mat are described by characteristics such as thickness (minimum), width (minimum) and colour. An example use may be within a polymer play and sports paving system.
Pr_35_57_11_28 | 35 | 57 | 11 | 28 | Exercise mats | エクササイズマット
Pr_35_57_11_29 | 35 | 57 | 11 | 29 | Flat needled carpet tiles | フラットニードルカーペットタイル |  | 45-20-15/370 Flat surface needled carpet tiles; |  | Flat surface needled carpet tiles are described by characteristics such as classification, size and colour and pattern. An example use may be within a carpet tile system.
Pr_35_57_11_30 | 35 | 57 | 11 | 30 | Flat needled carpets | フラットニードルカーペット |  | 45-20-15/410 Flat surface needled carpets; |  | Flat surface needled carpets are described by characteristics such as classification, recycled content and width. An example use may be within a rolled carpet system.
Pr_35_57_11_31 | 35 | 57 | 11 | 31 | Flocked carpets | 群がったカーペット |  | 45-20-15/415 Flocked carpets; |  | Flocked carpets are described by characteristics such as classification, level of use class and recycled content. An example use may be within a stair carpeting system.
Pr_35_57_11_36 | 35 | 57 | 11 | 36 | Hessian-faced cork underlays | ヘッセに面したコルクの下敷き |  | 45-20-15/325 Hessian-faced cork underlayment; |  | Hessian-faced cork underlayment are described by characteristics such as use class and thickness. An example use may be within a rolled carpet system.
Pr_35_57_11_40 | 35 | 57 | 11 | 40 | Impregnated fibrous underlays | 含浸繊維アンダーレイ |  | 45-20-15/330 Impregnated fibrous underlays; |  | Impregnated fibrous underlays are described by characteristics such as standards, use class and thickness (minimum). An example use may be within an edge-fixed carpeting system.
Pr_35_57_11_45 | 35 | 57 | 11 | 45 | Knitted carpets | ニットカーペット |  | 45-20-15/420 Knitted carpets; |  | Knitted carpets are described by characteristics such as recycled content, width and colour and pattern. An example use may be within a stair carpeting system.
Pr_35_57_11_46 | 35 | 57 | 11 | 46 | Loose-laid cushion matting | ルーズレイドクッションマット
Pr_35_57_11_47 | 35 | 57 | 11 | 47 | Loose-laid fatigue matting | ルーズレイド疲労マット
Pr_35_57_11_49 | 35 | 57 | 11 | 49 | Loose-laid matting | ルーズレイドマット |  | 45-35-35/430 Loose laid matting; |  | Loose laid matting are described by characteristics such as purpose, material and size. An example use may be within a general fittings, furnishings and equipment system.
Pr_35_57_11_56 | 35 | 57 | 11 | 56 | Needled felt underlays | ニードルドフェルトアンダーレイ |  | 45-20-15/335 Needled felt underlays; |  | Needled felt underlays are described by characteristics such as standards, use class and thickness (minimum). An example use may be within an edge-fixed carpeting system.
Pr_35_57_11_57 | 35 | 57 | 11 | 57 | Needled pile carpet tiles | ニードルパイルカーペットタイル |  | 45-20-15/375 Needled pile carpet tiles; |  | Needled pile carpet tiles are described by characteristics such as classification, level of use class and recycled content. An example use may be within a carpet tile system.
Pr_35_57_11_58 | 35 | 57 | 11 | 58 | Needled pile carpets | ニードルパイルカーペット |  | 45-20-15/425 Needled pile carpets; |  | Needled pile carpets are described by characteristics such as classification, level of use class and recycled content. An example use may be within a rolled carpet system.
Pr_35_57_11_62 | 35 | 57 | 11 | 62 | Pile carpet tiles | パイルカーペットタイル |  | 45-20-15/380 Pile carpet tiles; |  | Pile carpet tiles are described by characteristics such as material, classification and recycled content. An example use may be within a carpet tile system.
Pr_35_57_11_64 | 35 | 57 | 11 | 64 | Pile carpets | パイルカーペット |  | 45-20-15/430 Pile carpets; |  | Pile carpets are described by characteristics such as material, classification and level of use class. An example use may be within a rolled carpet system.
Pr_35_57_11_66 | 35 | 57 | 11 | 66 | Polybutyl teraphthalate (PBT) bristle mats | ポリブチルテレフタレート（PBT）剛毛マット |  | 45-20-20/340 Polybutyl teraphthallate (PBT) bristle mat; |  | Polybutyl teraphthallate (pbt) bristle mat are described by characteristics such as bristle length (nominal), uv resistance and colour. An example use may be within a dry ski slope synthetic matting system.
Pr_35_57_11_68 | 35 | 57 | 11 | 68 | Polyvinyl chloride (PVC) bristle mats | ポリ塩化ビニル（PVC）剛毛マット |  | 45-20-20/350 Polyvinyl chloride (PVC) bristle mat; |  | Polyvinyl chloride (pvc) bristle mat are described by characteristics such as bristle length (nominal) and colour. An example use may be within a dry ski slope synthetic matting system.
Pr_35_57_11_70 | 35 | 57 | 11 | 70 | Recycled polyethylene terephthalate (PET) plastics underlays | リサイクルポリエチレンテレフタレート（PET）プラスチックアンダーレイ |  | 45-20-15/307 Recycled PET plastics underlay; |  | Recycled pet plastics underlay are described by characteristics such as standards, use class and thickness (minimum). An example use may be within an edge-fixed carpeting system.
Pr_35_57_11_72 | 35 | 57 | 11 | 72 | Reed mats | リードマット |  | 45-75-45/350 Reed mats; |  | Reed mats are described by characteristics such as thickness and fasteners. An example use may be within a clay plaster system.
Pr_35_57_11_74 | 35 | 57 | 11 | 74 | Rubber crumb underlays | ゴムクラムアンダーレイ |  | 45-20-15/340 Rubber crumb underlays; |  | Rubber crumb underlays are described by characteristics such as standards, use class and thickness (minimum). An example use may be within an edge-fixed carpeting system.
Pr_35_57_11_85 | 35 | 57 | 11 | 85 | Synthetic grass surfaces | 人工芝の表面 |  | 45-20-20/360 Synthetic grass surfaces; |  | Synthetic grass surfaces are described by characteristics such as third party product certification, wearing surface and pile depth. An example use may be within a synthetic grass surfacing system.
Pr_35_57_11_91 | 35 | 57 | 11 | 91 | Tufted carpets | タフテッドカーペット |  | 45-20-15/435 Tufted carpets; |  | Tufted carpets are described by characteristics such as form, classification and level of use class. An example use may be within a stair carpeting system.
Pr_35_57_11_97 | 35 | 57 | 11 | 97 | Wilton carpets | ウィルトンカーペット |  | 45-20-15/440 Wilton carpets; |  | Wilton carpets are described by characteristics such as classification, level of use class and recycled content. An example use may be within a stair carpeting system.
Pr_35_57_15 | 35 | 57 | 15 |  | Composite surfacing and underlay products | 複合表面仕上げおよびアンダーレイ製品 |  |  |  | In situ polymer shock absorption layer are described by characteristics such as materials and thickness (nominal). An example use may be within a dry ski slope synthetic matting system.
Pr_35_57_15_40 | 35 | 57 | 15 | 40 | In situ polymer shock absorption layers | In situポリマー衝撃吸収層 |  | 45-20-20/320 In situ polymer shock absorption layer; |  | In situ polymer shock absorption layer are described by characteristics such as materials and thickness (nominal). An example use may be within a dry ski slope synthetic matting system.
Pr_35_57_15_42 | 35 | 57 | 15 | 42 | Interlocking shock absorption panels | 連動衝撃吸収パネル |  | 45-20-20/310 Interlocking shock absorption panels; |  | Interlocking shock absorption panels are described by characteristics such as material, recycled content and dimensions. An example use may be within a dry ski slope synthetic matting system.
Pr_35_57_15_75 | 35 | 57 | 15 | 75 | Sand enveloped shock absorption layers | 砂に包まれた衝撃吸収層 |  | 45-20-20/330 Sand envelope shock absorption layer; |  | Sand envelope shock absorption layer are described by characteristics such as recycled content and thickness (nominal). An example use may be within a synthetic grass surfacing system.
Pr_35_57_15_80 | 35 | 57 | 15 | 80 | Sheet format shock absorption layers | シート形式の衝撃吸収層 |  | 45-20-20/315 Sheet format shock absorption layer; |  | Sheet format shock absorption layer are described by characteristics such as material, profile and recycled content. An example use may be within a synthetic grass surfacing system.
Pr_35_57_22 | 35 | 57 | 22 |  | Decorative papers and roll coverings | 装飾紙およびロールカバー |  |  |  | Borders are described by characteristics such as use and application of adhesive. An example use may be within a rolled covering system.
Pr_35_57_22_08 | 35 | 57 | 22 | 08 | Border papers | ボーダーペーパー |  | 45-25-25/410 Borders; |  | Borders are described by characteristics such as use and application of adhesive. An example use may be within a rolled covering system.
Pr_35_57_22_15 | 35 | 57 | 22 | 15 | Cork roll coverings | コルクロールカバーリング |  | 45-25-25/335 Cork roll coverings; |  | Cork roll coverings are described by characteristics such as finish and roll width. An example use may be within a rolled covering system.
Pr_35_57_22_38 | 35 | 57 | 22 | 38 | Heavy-duty roll coverings | 頑丈なロールカバー |  | 45-25-25/340 Heavy duty roll coverings; |  | Heavy duty roll coverings are described by characteristics such as cleanability, colour fastness to light and application designation of adhesive. An example use may be within a rolled covering system.
Pr_35_57_22_42 | 35 | 57 | 22 | 42 | Ingrain roll coverings | イングレインロールカバーリング |  | 45-25-25/345 Ingrain roll coverings; |  | Ingrain roll coverings are described by characteristics such as grade, weight and method of removal. An example use may be within a rolled covering system.
Pr_35_57_22_46 | 35 | 57 | 22 | 46 | Linen-backed lining papers | 裏地付きの裏地紙 |  | 45-25-25/315 Linen backed lining papers; |  | Linen backed lining papers are described by characteristics such as grade, application designation of adhesive and method of removal designation. An example use may be within a rolled covering system.
Pr_35_57_22_48 | 35 | 57 | 22 | 48 | Lining papers | 裏地紙 |  | 45-25-25/320 Lining papers; |  | Lining papers are described by characteristics such as grade, application designation of adhesive and method of removal designation. An example use may be within a water-borne paint system.
Pr_35_57_22_51 | 35 | 57 | 22 | 51 | Metal foil roll coverings | 金属箔ロール被覆 |  | 45-25-25/350 Metal foil roll coverings; |  | Metal foil roll coverings are described by characteristics such as cleanability, pattern and roll width.
Pr_35_57_22_52 | 35 | 57 | 22 | 52 | Metallic effect roll coverings | メタリックエフェクトロールカバー |  | 45-25-25/355 Metallic effect roll coverings; |  | Metallic effect roll coverings are described by characteristics such as cleanability, colour and pattern and roll width. An example use may be within a rolled covering system.
Pr_35_57_22_53 | 35 | 57 | 22 | 53 | Metallized roll coverings | 金属化ロールカバー |  | 45-25-25/360 Metallized roll coverings; |  | Metallized roll coverings are described by characteristics such as cleanability, colour and pattern and roll width. An example use may be within a rolled covering system.
Pr_35_57_22_54 | 35 | 57 | 22 | 54 | Mural roll coverings | 壁画ロールカバーリング |  | 45-25-25/365 Mural roll coverings; |  | Mural roll coverings are described by characteristics such as cleanability and roll width. An example use may be within a rolled covering system.
Pr_35_57_22_58 | 35 | 57 | 22 | 58 | Non-woven lining papers | 不織布裏地紙 |  | 45-25-25/310 Non-woven linings; |  | Non-woven linings are described by characteristics such as lining, application designation of adhesive and method of removal designation. An example use may be within a rolled covering system.
Pr_35_57_22_60 | 35 | 57 | 22 | 60 | Paper roll coverings | ロール紙カバー |  | 45-25-25/390 Paper roll coverings; |  | Paper roll coverings are described by characteristics such as form, cleanability and colour fastness to light. An example use may be within a rolled covering system.
Pr_35_57_22_72 | 35 | 57 | 22 | 72 | Relief roll coverings | リリーフロールカバーリング |  | 45-25-25/370 Relief roll coverings; |  | Relief roll coverings are described by characteristics such as form, cleanability and application designation of adhesive. An example use may be within a rolled covering system.
Pr_35_57_22_88 | 35 | 57 | 22 | 88 | Textile roll coverings | テキスタイルロールカバーリング |  | 45-25-25/375 Textile roll coverings; |  | Textile roll coverings are described by characteristics such as cleanability, colour fastness grade and pattern matching. An example use may be within a rolled covering system.
Pr_35_57_22_90 | 35 | 57 | 22 | 90 | Textured effect roll coverings | テクスチャード効果のロールカバー |  | 45-25-25/380 Textured effect roll coverings; |  | Textured effect roll coverings are described by characteristics such as cleanability, colour and pattern and roll width. An example use may be within a rolled covering system.
Pr_35_57_22_95 | 35 | 57 | 22 | 95 | Vinyl roll coverings | ビニールロールカバーリング |  | 45-25-25/385 Vinyl roll coverings; |  | Vinyl roll coverings are described by characteristics such as cleanability, colour fastness to light and application designation of adhesive. An example use may be within a rolled covering system.
Pr_35_57_71 | 35 | 57 | 71 |  | Resilient floor coverings | 弾力性床材 |  |  |  | Cork tiles – agglomerated composition are described by characteristics such as form, use class and slip potential. An example use may be within a resilient tile flooring system.
Pr_35_57_71_02 | 35 | 57 | 71 | 02 | Agglomerated composition cork tiles | 凝集組成コルクタイル |  | 45-20-70/410 Cork tiles – agglomerated composition; |  | Cork tiles – agglomerated composition are described by characteristics such as form, use class and slip potential. An example use may be within a resilient tile flooring system.
Pr_35_57_71_04 | 35 | 57 | 71 | 04 | Agglomerated composition cork tiles with polyvinyl chloride (PVC) wearing layer | ポリ塩化ビニル（PVC）摩耗層を備えた凝集組成コルクタイル |  | 45-20-70/415 Cork tiles – agglomerated composition with PVC wearing layer; |  | Cork tiles – agglomerated composition with pvc wearing layer are described by characteristics such as use class, slip potential and recycled content. An example use may be within a resilient tile flooring system.
Pr_35_57_71_12 | 35 | 57 | 71 | 12 | Composite sheets | 複合シート
Pr_35_57_71_13 | 35 | 57 | 71 | 13 | Composite rubber tiles | 複合ゴムタイル |  | 45-20-70/455 Rubber tiles – composite; |  | Rubber tiles – composite are described by characteristics such as use class, slip potential and surface roughness (rz) (minimum). An example use may be within a resilient tile flooring system.
Pr_35_57_71_14 | 35 | 57 | 71 | 14 | Composite tiles | 複合タイル
Pr_35_57_71_15 | 35 | 57 | 71 | 15 | Cork linoleum (cork carpet) sheets | コルクリノリウム（コルクカーペット）シート |  | 45-20-70/310 Cork linoleum (cork carpet) sheet; |  | Cork linoleum (cork carpet) sheet are described by characteristics such as use class, slip potential and recycled content. An example use may be within a resilient sheet flooring system.
Pr_35_57_71_17 | 35 | 57 | 71 | 17 | Cork-backed linoleum sheets | コルク張りのリノリウムシート |  | 45-20-70/325 Linoleum sheet on cork backing; |  | Linoleum sheet on cork backing are described by characteristics such as grade, use class and slip potential. An example use may be within a resilient sheet flooring system.
Pr_35_57_71_19 | 35 | 57 | 71 | 19 | Cork-backed polyvinyl chloride (PVC) sheets | コルクを裏打ちしたポリ塩化ビニル（PVC）シート |  | 45-20-70/340 PVC sheet on cork-based backing; |  | Pvc sheet on cork-based backing are described by characteristics such as use class, slip potential and recycled content. An example use may be within a resilient sheet flooring system.
Pr_35_57_71_20 | 35 | 57 | 71 | 20 | Cork-backed polyvinyl chloride (PVC) tiles | コルクを裏打ちしたポリ塩化ビニル（PVC）タイル |  | 45-20-70/435 PVC tiles on cork-based backing; |  | Pvc tiles on cork-based backing are described by characteristics such as use class, slip potential and surface roughness. An example use may be within a resilient tile flooring system.
Pr_35_57_71_22 | 35 | 57 | 71 | 22 | Cork sheets | コルクシート
Pr_35_57_71_23 | 35 | 57 | 71 | 23 | Cork tiles | コルクタイル
Pr_35_57_71_25 | 35 | 57 | 71 | 25 | Ethylene propylene diene monomer (EPDM) rubber tiles | エチレンプロピレンジエンモノマー（EPDM）ゴムタイル |  | 45-20-70/417 Ethylene propylene diene monomer (EPDM) rubber tiles; |  | Ethylene propylene diene monomer (epdm) rubber tiles are described by characteristics such as thickness (minimum), size and colour. An example use may be within a polymer play and sports paving system.
Pr_35_57_71_26 | 35 | 57 | 71 | 26 | Expanded (cushioned) polyvinyl chloride (PVC) sheets | 発泡（クッション）ポリ塩化ビニル（PVC）シート |  | 45-20-70/315 Expanded (cushioned) PVC sheet; |  | Expanded (cushioned) pvc sheet are described by characteristics such as use class, slip potential and recycled content. An example use may be within a resilient sheet flooring system.
Pr_35_57_71_27 | 35 | 57 | 71 | 27 | Expanded (cushioned) polyvinyl chloride (PVC) tiles | 発泡（クッション）ポリ塩化ビニル（PVC）タイル |  | 45-20-70/420 Expanded (cushioned) PVC tiles; |  | Expanded (cushioned) pvc tiles are described by characteristics such as use class, slip potential and surface roughness (rz) (minimum). An example use may be within a resilient tile flooring system.
Pr_35_57_71_28 | 35 | 57 | 71 | 28 | Filled fibrous-backed polyvinyl chloride (PVC) sheets | 繊維で裏打ちされたポリ塩化ビニル（PVC）シート |  | 45-20-70/345 PVC sheet on filled fibrous backing; |  | Pvc sheet on filled fibrous backing are described by characteristics such as use class, slip potential and recycled content. An example use may be within a resilient sheet flooring system.
Pr_35_57_71_30 | 35 | 57 | 71 | 30 | Floor surface coating resins | 床面被覆樹脂 |  | 45-55-70/335 Floor coating resin; |  | Floor coating resin are described by characteristics such as resin and aggregate colour. An example use may be within a resin flooring system.
Pr_35_57_71_31 | 35 | 57 | 71 | 31 | Foam-backed linoleum sheets | フォーム付きリノリウムシート |  | 45-20-70/330 Linoleum sheet on foam backing; |  | Linoleum sheet on foam backing are described by characteristics such as grade, use class and slip potential. An example use may be within a resilient sheet flooring system.
Pr_35_57_71_32 | 35 | 57 | 71 | 32 | Foam-backed polyvinyl chloride (PVC) sheets | フォーム付きポリ塩化ビニル（PVC）シート |  | 45-20-70/355 PVC sheet on PVC foam backing; |  | Pvc sheet on pvc foam backing are described by characteristics such as use class, slip potential and recycled content. An example use may be within a resilient sheet flooring system.
Pr_35_57_71_33 | 35 | 57 | 71 | 33 | Foam-backed polyvinyl chloride (PVC) tiles | フォーム付きポリ塩化ビニル（PVC）タイル |  | 45-20-70/445 PVC tiles on PVC foam backing; |  | Pvc tiles on pvc foam backing are described by characteristics such as use class, slip potential and surface roughness (rz) (minimum). An example use may be within an external wall tiling system.
Pr_35_57_71_34 | 35 | 57 | 71 | 34 | Foam-backed smooth rubber sheets | フォームで裏打ちされた滑らかなゴムシート |  | 45-20-70/385 Rubber sheet – smooth with foam backing; |  | Rubber sheet – smooth with foam backing are described by characteristics such as use class, slip potential and recycled content. An example use may be within a resilient sheet flooring system.
Pr_35_57_71_35 | 35 | 57 | 71 | 35 | Granular rubber sheets | 粒状ゴムシート |  | 45-20-70/370 Rubber sheet – granular; |  | Rubber sheet – granular are described by characteristics such as use class, slip potential and recycled content. An example use may be within a resilient sheet flooring system.
Pr_35_57_71_36 | 35 | 57 | 71 | 36 | Granular rubber tiles | 粒状のゴムタイル |  | 45-20-70/460 Rubber tiles – granular; |  | Rubber tiles – granular are described by characteristics such as use class, slip potential and surface roughness (rz) (minimum). An example use may be within a resilient tile flooring system.
Pr_35_57_71_37 | 35 | 57 | 71 | 37 | Hammered rubber tiles | 槌打ゴム製タイル |  | 45-20-70/465 Rubber tiles – hammered; |  | Rubber tiles – hammered are described by characteristics such as use class, slip potential and recycled content. An example use may be within a resilient tile flooring system.
Pr_35_57_71_43 | 35 | 57 | 71 | 43 | Jute or polyester felt-backed polyvinyl chloride (PVC) sheets | ジュートまたはポリエステルのフェルトで裏打ちされたポリ塩化ビニル（PVC）シート |  | 45-20-70/350 PVC sheet on jute or polyester felt backing; |  | Pvc sheet on jute or polyester felt backing are described by characteristics such as backing, use class and slip potential. An example use may be within a resilient sheet flooring system.
Pr_35_57_71_44 | 35 | 57 | 71 | 44 | Jute or polyester felt-backed polyvinyl chloride (PVC) tiles | ジュートまたはポリエステルのフェルト付きポリ塩化ビニル（PVC）タイル |  | 45-20-70/440 PVC tiles on jute or polyester felt backing; |  | Pvc tiles on jute or polyester felt backing are described by characteristics such as backing, use class and slip potential. An example use may be within a resilient tile flooring system.
Pr_35_57_71_46 | 35 | 57 | 71 | 46 | Linoleum sheets | リノリウムシート |  | 45-20-70/320 Linoleum sheet; |  | Linoleum sheet are described by characteristics such as grade, use class and slip potential. An example use may be within a resilient sheet flooring system.
Pr_35_57_71_49 | 35 | 57 | 71 | 49 | Linoleum tiles | リノリウムタイル |  | 45-20-70/425 Linoleum tiles; |  | Linoleum tiles are described by characteristics such as classification, use class and slip potential. An example use may be within a resilient tile flooring system.
Pr_35_57_71_60 | 35 | 57 | 71 | 60 | Particle-based enhanced wet area polyvinyl chloride (PVC) sheets | 粒子ベースの強化ウェットエリアポリ塩化ビニル（PVC）シート |  | 45-20-70/365 PVC sheet with particle based enhanced slip resistance – for special wet areas; |  | Pvc sheet with particle based enhanced slip resistance – for special wet areas are described by characteristics such as identity code, use class and slip potential. An example use may be within a resilient sheet flooring system.
Pr_35_57_71_61 | 35 | 57 | 71 | 61 | Particle-based enhanced slip-resistant polyvinyl chloride (PVC) sheets | 粒子ベースの強化スリップ耐性ポリ塩化ビニル（PVC）シート |  | 45-20-70/360 PVC sheet with particle based enhanced slip resistance; |  | Pvc sheet with particle based enhanced slip resistance are described by characteristics such as backing, use class and slip potential. An example use may be within a resilient sheet flooring system.
Pr_35_57_71_62 | 35 | 57 | 71 | 62 | Particle-based enhanced slip-resistant polyvinyl chloride (PVC) tiles | 粒子ベースの強化された滑りにくいポリ塩化ビニル（PVC）タイル |  | 45-20-70/450 PVC tiles with particle based enhanced slip resistance; |  | Pvc tiles with particle based enhanced slip resistance are described by characteristics such as use class, slip potential and recycled content. An example use may be within a resilient tile flooring system.
Pr_35_57_71_67 | 35 | 57 | 71 | 67 | Polyvinyl chloride (PVC) sheets | ポリ塩化ビニル（PVC）シート |  | 45-20-70/335 PVC sheet; |  | Pvc sheet are described by characteristics such as grade, use class and slip potential. An example use may be within a resilient sheet flooring system.
Pr_35_57_71_68 | 35 | 57 | 71 | 68 | Polyvinyl chloride (PVC) tiles | ポリ塩化ビニル（PVC）タイル |  | 45-20-70/430 PVC tiles; |  | Pvc tiles are described by characteristics such as classification, use class and slip potential. An example use may be within a resilient tile flooring system.
Pr_35_57_71_72 | 35 | 57 | 71 | 72 | Relief rubber sheets | レリーフゴムシート |  | 45-20-70/375 Rubber sheet – relief; |  | Rubber sheet – relief are described by characteristics such as use class, slip potential and recycled content. An example use may be within a resilient sheet flooring system.
Pr_35_57_71_73 | 35 | 57 | 71 | 73 | Relief rubber tiles | レリーフゴムタイル |  | 45-20-70/470 Rubber tiles – relief; |  | Rubber tiles – relief are described by characteristics such as use class, slip potential and recycled content. An example use may be within a resilient tile flooring system.
Pr_35_57_71_74 | 35 | 57 | 71 | 74 | Rubber mats and sheets | ゴムマットとシート |  | 45-20-70/367 Rubber mat and sheet; |  | Rubber mat and sheet are described by characteristics such as properties and performance. An example use may be within a polymer play and sports paving system.
Pr_35_57_71_75 | 35 | 57 | 71 | 75 | Rubber tiles | ゴムタイル |  | 45-20-70/452 Rubber tiles; |  | Rubber tiles are described by characteristics such as properties and performance. An example use may be within a polymer play and sports paving system.
Pr_35_57_71_76 | 35 | 57 | 71 | 76 | Semi-flexible polyvinyl chloride (PVC) tiles | セミフレキシブルポリ塩化ビニル（PVC）タイル |  | 45-20-70/480 Semi-flexible PVC tiles; |  | Semi-flexible pvc tiles are described by characteristics such as use class, slip potential and recycled content. An example use may be within a resilient tile flooring system.
Pr_35_57_71_80 | 35 | 57 | 71 | 80 | Smooth rubber sheets | 滑らかなゴムシート |  | 45-20-70/380 Rubber sheet – smooth; |  | Rubber sheet – smooth are described by characteristics such as use class, slip potential and recycled content. An example use may be within a resilient sheet flooring system.
Pr_35_57_71_84 | 35 | 57 | 71 | 84 | Smooth rubber tiles | 滑らかなゴム製タイル |  | 45-20-70/475 Rubber tiles – smooth; |  | Rubber tiles – smooth are described by characteristics such as use class, slip potential and recycled content. An example use may be within a resilient tile flooring system.
Pr_35_57_71_86 | 35 | 57 | 71 | 86 | Solid rubber sheets | 固形ゴムシート |  | 45-20-70/390 Rubber sheet – solid; |  | Rubber sheet – solid are described by characteristics such as use class, slip potential and recycled content. An example use may be within a resilient sheet flooring system.
Pr_35_57_71_87 | 35 | 57 | 71 | 87 | Stabilizing underlays | アンダーレイの安定化 |  | 45-20-70/302 Stabilizing underlays; |  | Stabilizing underlays are described by characteristics such as recycled content. An example use may be within a resilient sheet flooring system.
Pr_35_57_88 | 35 | 57 | 88 |  | Textiles | テキスタイル
Pr_35_57_88_16 | 35 | 57 | 88 | 16 | Cotton textiles | 綿織物
Pr_35_57_88_46 | 35 | 57 | 88 | 46 | Linen textiles | リネンテキスタイル
Pr_35_57_88_97 | 35 | 57 | 88 | 97 | Woollen textiles | ウールテキスタイル
Pr_35_57_88_98 | 35 | 57 | 88 | 98 | Wool-nylon textiles | ウールナイロンテキスタイル
Pr_35_90 | 35 | 90 |  |  | Trim products | トリム製品
Pr_35_90_07 | 35 | 90 | 07 |  | Beads, stops and fillets | コーナービート、ストップ、フィレット |  |  |  | Angle fillets are described by characteristics such as material, size (minimum) and torch-on bitumen membranes. An example use may be within a cold-applied liquid floor damp-proofing system.
Pr_35_90_07_04 | 35 | 90 | 07 | 04 | Angle fillets | 角度フィレット |  | 45-75-05/310 Angle fillets; |  | Angle fillets are described by characteristics such as material, size (minimum) and torch-on bitumen membranes. An example use may be within a cold-applied liquid floor damp-proofing system.
Pr_35_90_07_08 | 35 | 90 | 07 | 08 | Bitumen-impregnated fibreboard fillets | アスファルト含浸繊維板フィレット |  | 45-75-05/320 Bitumen impregnated fibreboard fillets; |  | Bitumen impregnated fibreboard fillets are described by characteristics such as material, form and section sizes (nominal). An example use may be within a cold-applied liquid floor damp-proofing system.
Pr_35_90_07_15 | 35 | 90 | 07 | 15 | Copper cames | 銅ケイム
Pr_35_90_07_24 | 35 | 90 | 07 | 24 | Dry lining beads | ドライライニングビート |  | 45-75-05/330 Dry lining beads; |  | Dry lining beads are described by characteristics such as material, form and to suit plasterboard thickness. An example use may be within a panel partition system.
Pr_35_90_07_33 | 35 | 90 | 07 | 33 | Glazing beads | ガラス製ビート |  | 45-65-40/390 Glazing beads; |  | Glazing beads are described by characteristics such as material, finish and profile. An example use may be within a bead-fixed single glazing system.
Pr_35_90_07_47 | 35 | 90 | 07 | 47 | Lead cames | 鉛ケイム
Pr_35_90_07_63 | 35 | 90 | 07 | 63 | Plaster beads | 石膏ビート |  | 45-75-05/340 Plaster beads; |  | Plaster beads are described by characteristics such as material, form and to suit plaster depth of. An example use may be within a one coat plaster system.
Pr_35_90_07_72 | 35 | 90 | 07 | 72 | Render beads | 下塗り用ビート |  | 45-75-05/350 Render beads; |  | Render beads are described by characteristics such as material, form and to suit render depth. An example use may be within a sprayed external monolithic coating system.
Pr_35_90_07_73 | 35 | 90 | 07 | 73 | Render stops | 下塗り用ビート端部材
Pr_35_90_07_88 | 35 | 90 | 07 | 88 | Thin-coat plaster beads | 薄塗り石膏ビート |  | 45-75-05/360 Thin coat plaster beads; |  | Thin coat plaster beads are described by characteristics such as material, form and to suit plaster depth of. An example use may be within a one coat plaster system.
Pr_35_90_07_89 | 35 | 90 | 07 | 89 | Timber fillets | 木材フィレット |  | 45-60-90/385 Timber fillets; |  | Timber fillets are described by characteristics such as supplied by, material and moisture content (maximum) at time of installation. An example use may be within a wood shingle or shake cladding system.
Pr_35_90_09 | 35 | 90 | 09 |  | Bridge expansion joints | 橋の伸縮継手 |  |  |  | Cantilever expansion comb or tooth joints are described by characteristics such as male and female main element type, comb or plate material and anchorages.
Pr_35_90_09_11 | 35 | 90 | 09 | 11 | Cantilever expansion comb or tooth joints | カンチレバー拡張コームまたは歯のジョイント |  | 45-75-07/325 Cantilever expansion comb or tooth joints; |  | Cantilever expansion comb or tooth joints are described by characteristics such as male and female main element type, comb or plate material and anchorages.
Pr_35_90_09_27 | 35 | 90 | 09 | 27 | Elastomeric expansion joint in metal runners | 金属ランナーのエラストマー伸縮継手 |  | 45-75-07/335 Elastomeric expansion joint in metal runners; |  | Elastomeric expansion joint in metal runners are described by characteristics such as joint configuration, rails and elastomeric seal.
Pr_35_90_09_28 | 35 | 90 | 09 | 28 | Elastomeric pads | エラストマーパッド |  | 45-75-28/305 Elastomeric Pad; |  | Elastomeric pad are described by characteristics such as dimensions.
Pr_35_90_09_71 | 35 | 90 | 09 | 71 | Reinforced elastomeric expansion joints | 強化エラストマー伸縮継手 |  | 45-75-07/330 Reinforced elastomeric expansion joint; |  | Reinforced elastomeric expansion joint are described by characteristics such as material, fixings and nominal design load capacity.
Pr_35_90_09_85 | 35 | 90 | 09 | 85 | Supported expansion joints | サポートされる伸縮継手 |  | 45-75-07/340 Supported expansion joint; |  | Supported expansion joint are described by characteristics such as supported expansion joint type, nominal design load capacity and skid resistance.
Pr_35_90_15 | 35 | 90 | 15 |  | Concrete construction joint accessories | コンクリート構造ジョイントアクセサリー |  |  |  | Armoured joints are described by characteristics such as certification, material and corrosion protection. An example use may be within an in situ concrete paving system.
Pr_35_90_15_04 | 35 | 90 | 15 | 04 | Armoured joints | 装甲関節 |  | 45-75-42/450 Armoured joints; |  | Armoured joints are described by characteristics such as certification, material and corrosion protection. An example use may be within an in situ concrete paving system.
Pr_35_90_15_08 | 35 | 90 | 15 | 08 | Bottom-of-slab plastics crack inducers | スラブ下部のプラスチック亀裂誘発剤 |  | 45-75-42/320 Bottom-of-slab plastics crack inducer; |  | Bottom-of-slab plastics crack inducer are described by characteristics such as profile and vertical depth of section. An example use may be within an in situ concrete paving system.
Pr_35_90_15_11 | 35 | 90 | 15 | 11 | Carbon steel arris armourings | 炭素鋼のarris装甲 |  | 45-75-42/310 Carbon steel arris armouring; |  | Carbon steel arris armouring are described by characteristics such as carbon steel designation, dimensions and finish. An example use may be within an in situ concrete paving system.
Pr_35_90_15_12 | 35 | 90 | 15 | 12 | Carbon steel shear load connectors | 炭素鋼せん断荷重コネクタ |  | 45-75-42/390 Carbon steel shear load connector; |  | Carbon steel shear load connector are described by characteristics such as carbon steel designation, anchors and shape of dowel plate. An example use may be within a precast concrete wall system.
Pr_35_90_15_13 | 35 | 90 | 15 | 13 | Carbon steel strip crack inducers | 炭素鋼ストリップクラックインデューサー |  | 45-75-42/325 Carbon steel strip crack inducer; |  | Carbon steel strip crack inducer are described by characteristics such as configuration and dimensions. An example use may be within an in situ reinforced concrete floor, roof deck or balcony system.
Pr_35_90_15_14 | 35 | 90 | 15 | 14 | Centrally placed rubber flexible waterstops | 中央に配置されたゴム製の柔軟なウォーターストップ |  | 45-75-42/355 Centrally placed, rubber, flexible waterstop; |  | Centrally placed, rubber, flexible waterstop are described by characteristics such as junctions and angles and width. An example use may be within an informal pond system.
Pr_35_90_15_15 | 35 | 90 | 15 | 15 | Centrally placed polyvinyl chloride (PVC) elastomer flexible waterstops | 中央に配置されたポリ塩化ビニル（PVC）エラストマーの柔軟なウォーターストップ |  | 45-75-42/360 Centrally-placed, PVC elastomer, flexible waterstop; |  | Centrally-placed, pvc elastomer, flexible waterstop are described by characteristics such as junctions and angles and width. An example use may be within an informal pond system.
Pr_35_90_15_16 | 35 | 90 | 15 | 16 | Centrally placed unplasticized polyvinyl chloride (PVC-U) flexible waterstops | 中央に配置された非可塑化ポリ塩化ビニル（PVC-U）の柔軟なウォーターストップ |  | 45-75-42/350 Centrally placed, PVC-U, flexible waterstop; |  | Centrally placed, pvc-u, flexible waterstop are described by characteristics such as junctions and angles and width. An example use may be within an informal pond system.
Pr_35_90_15_19 | 35 | 90 | 15 | 19 | Coated metal waterstops | コーティングされたメタルウォーターストップ |  | 45-75-42/382 Coated metal waterstop; |  | Coated metal waterstop are described by characteristics such as dimensions, coating and accessories. An example use may be within an in situ reinforced concrete wall structure system.
Pr_35_90_15_37 | 35 | 90 | 15 | 37 | Headed stud shear connectors | 頭付きスタッドシャーコネクタ |  | 45-75-42/385 Headed stud shear connectors; |  | Headed stud shear connectors are described by characteristics such as designation and dimensions. An example use may be within a composite steel and concrete floor, roof deck or balcony system.
Pr_35_90_15_42 | 35 | 90 | 15 | 42 | Injectable hose waterstops | 注射用ホース止水器 |  | 45-75-42/365 Injectable hose waterstop; |  | Injectable hose waterstop are described by characteristics such as injection material. An example use may be within an informal pond system.
Pr_35_90_15_48 | 35 | 90 | 15 | 48 | Loop connectors | ループコネクター |  | 45-75-42/460 Loop connectors; |  | Loop connectors are described by characteristics such as certification and loop length. An example use may be within an in situ concrete paving system.
Pr_35_90_15_63 | 35 | 90 | 15 | 63 | Plastics strip crack inducers | プラスチックストリップクラックインデューサー |  | 45-75-42/330 Plastics strip crack inducer; |  | Plastics strip crack inducer are described by characteristics such as configuration and dimensions. An example use may be within an in situ concrete paving system.
Pr_35_90_15_72 | 35 | 90 | 15 | 72 | Rubber flexible waterstops | ゴム製フレキシブルウォーターストップ |  | 45-75-42/377 Surface mounted rubber flexible waterstops; |  | Surface mounted rubber flexible waterstop are described by characteristics such as certification, material and movement (maximum). An example use may be within an in situ unreinforced concrete diaphragm retaining wall system.
Pr_35_90_15_74 | 35 | 90 | 15 | 74 | Rubber hydrophilic waterstops | ゴム製親水性ウォーターストップ |  | 45-75-42/370 Rubber hydrophilic waterstop; |  | Rubber hydrophilic waterstop are described by characteristics such as dimensions. An example use may be within an informal pond system.
Pr_35_90_15_77 | 35 | 90 | 15 | 77 | Shrinkage tube crack inducers | 収縮チューブ亀裂誘発剤 |  | 45-75-42/335 Shrinkage tube crack inducer; |  | Shrinkage tube crack inducer are described by characteristics such as depth. An example use may be within an in situ concrete paving system.
Pr_35_90_15_82 | 35 | 90 | 15 | 82 | Stainless steel arris armourings | ステンレス鋼アリス装甲 |  | 45-75-42/315 Stainless steel arris armouring; |  | Stainless steel arris armouring are described by characteristics such as stainless steel designation and dimensions. An example use may be within an in situ concrete paving system.
Pr_35_90_15_83 | 35 | 90 | 15 | 83 | Stainless steel shear load connectors | ステンレス鋼のせん断荷重コネクタ |  | 45-75-42/395 Stainless steel shear load connector; |  | Stainless steel shear load connector are described by characteristics such as stainless steel designation, anchors and shape of dowel plate. An example use may be within a precast concrete wall system.
Pr_35_90_15_84 | 35 | 90 | 15 | 84 | Stainless steel strip crack inducers | ステンレス鋼ストリップクラックインデューサー |  | 45-75-42/340 Stainless steel strip crack inducer; |  | Stainless steel strip crack inducer are described by characteristics such as configuration and dimensions. An example use may be within an in situ concrete paving system.
Pr_35_90_15_85 | 35 | 90 | 15 | 85 | Surface-mounted polyvinyl chloride (PVC) flexible waterstops | 表面実装型ポリ塩化ビニル（PVC）の柔軟なウォーターストップ |  | 45-75-42/375 Surface mounted, PVC, flexible waterstop; |  | Surface mounted, pvc, flexible waterstop are described by characteristics such as junctions and angles and width. An example use may be within an informal pond system.
Pr_35_90_15_86 | 35 | 90 | 15 | 86 | Synthetic elastomer hydrophilic waterstops | 合成エラストマー親水性ウォーターストップ |  | 45-75-42/380 Synthetic elastomer hydrophilic waterstop; |  | Synthetic elastomer hydrophilic waterstop are described by characteristics such as dimensions. An example use may be within an informal pond system.
Pr_35_90_15_88 | 35 | 90 | 15 | 88 | Thermal break shear load connectors | 熱破壊せん断荷重コネクタ |  | 45-75-42/397 Thermal break shear load connectors; |  | Thermal break shear load connectors are described by characteristics such as material, thickness of structural deck and shear load (maximum). An example use may be within an in situ reinforced concrete floor, roof deck or balcony system.
Pr_35_90_15_89 | 35 | 90 | 15 | 89 | Thermal break connection plates | 熱遮断接続プレート |  | 45-75-42/399 Thermal break connection plates; |  | Thermal break connection plates are described by characteristics such as material, dimensions and compressive stress (maximum). An example use may be within a heavy steel floor, roof or balcony decking system.
Pr_35_90_22 | 35 | 90 | 22 |  | Dividing and edge strips | 分割とエッジストリップ |  |  |  | Hardwood edging are described by characteristics such as supplied by, surface finish and size.
Pr_35_90_22_36 | 35 | 90 | 22 | 36 | Hardwood edgings | 広葉樹エッジング |  | 45-60-90/428 Hardwood edging; |  | Hardwood edging are described by characteristics such as supplied by, surface finish and size.
Pr_35_90_22_51 | 35 | 90 | 22 | 51 | Metal angle edgings | メタルアングルエッジング |  | 45-75-25/350 Metal angle edgings; |  | Metal angle edgings are described by characteristics such as material, finish and colour. An example use may be within a mastic asphalt flooring system.
Pr_35_90_22_52 | 35 | 90 | 22 | 52 | Metal edgings | 金属エッジング |  | 45-75-25/420 Metal edgings; |  | Metal edgings are described by characteristics such as material, edging and fixings. An example use may be within a meadow grass maintenance system.
Pr_35_90_22_63 | 35 | 90 | 22 | 63 | Plastics edgings | プラスチックエッジング |  | 45-75-25/410 Plastics edgings; |  | Plastics edgings are described by characteristics such as material, edging and fixings. An example use may be within a meadow grass maintenance system.
Pr_35_90_22_66 | 35 | 90 | 22 | 66 | Preformed tiling strip joints | 予備成形タイルストリップジョイント |  | 45-75-25/370 Preformed strip joints to tiling; |  | Preformed strip joints to tiling are described by characteristics such as form, material and finish or colour. An example use may be within an internal wall tiling system.
Pr_35_90_22_72 | 35 | 90 | 22 | 72 | Recycled plastics edgings | リサイクルプラスチックエッジング
Pr_35_90_22_80 | 35 | 90 | 22 | 80 | Softwood edgings | 針葉樹のエッジング |  | 45-60-90/446 Softwood edging; |  | Softwood edging are described by characteristics such as supplied by, surface finish and size. An example use may be within an in situ concrete porous paving system.
Pr_35_90_22_88 | 35 | 90 | 22 | 88 | Timber grass edgings | ティンバーグラスエッジング |  | 45-75-25/400 Timber edging; |  | Timber edging are described by characteristics such as edging, pegs and curved boards. An example use may be within a meadow grass maintenance system.
Pr_35_90_27 | 35 | 90 | 27 |  | Expansion joints | 伸縮継手
Pr_35_90_27_11 | 35 | 90 | 27 | 11 | Chloroprene and aluminium expansion joints | クロロプレンおよびアルミニウム伸縮継手
Pr_35_90_27_12 | 35 | 90 | 27 | 12 | Chloroprene and copper expansion joints | クロロプレンと銅の伸縮継手
Pr_35_90_27_13 | 35 | 90 | 27 | 13 | Chloroprene and lead expansion joints | クロロプレンと鉛の伸縮継手
Pr_35_90_27_14 | 35 | 90 | 27 | 14 | Chloroprene and stainless steel expansion joints | クロロプレンおよびステンレス鋼伸縮継手
Pr_35_90_27_15 | 35 | 90 | 27 | 15 | Chloroprene and zinc expansion joints | クロロプレンおよび亜鉛伸縮継手
Pr_35_90_28 | 35 | 90 | 28 |  | External trims and sills | 外部トリムと敷居 |  |  |  | Anti-climb security devices are described by characteristics such as format, size and spikes. An example use may be within a modular unit vertical planting system.
Pr_35_90_28_02 | 35 | 90 | 28 | 02 | Aluminium fascias | アルミニウムの鼻隠し
Pr_35_90_28_04 | 35 | 90 | 28 | 04 | Anti-climb security devices | 上昇防止セキュリティデバイス |  | 45-35-22/410 Anti-climb security devices; |  | Anti-climb security devices are described by characteristics such as format, size and spikes. An example use may be within a modular unit vertical planting system.
Pr_35_90_28_11 | 35 | 90 | 28 | 11 | Carbon steel fascias | 炭素鋼の鼻隠し
Pr_35_90_28_15 | 35 | 90 | 28 | 15 | Cover caps | カバーキャップ |  | 45-75-35/310 Cover caps; |  | Cover caps are described by characteristics such as supplied by, material and profile. An example use may be within a rigid sheet cladding system.
Pr_35_90_28_23 | 35 | 90 | 28 | 23 | Double skin glass-reinforced plastics (GRP) components | ダブルスキンのガラス強化プラスチック（GRP）コンポーネント
Pr_35_90_28_32 | 35 | 90 | 28 | 32 | Glass-reinforced plastics (GRP) facade components | ガラス強化プラスチック（GRP）ファサードコンポーネント |  | 45-75-30/312 Glass fibre reinforced plastics (GRP) facade components; |  | Glass fibre reinforced plastics (grp) facade components are described by characteristics such as component type, configuration and maximum deflection under wind loads. An example use may be within a glass fibre reinforced plastics (grp) cladding system.
Pr_35_90_28_33 | 35 | 90 | 28 | 33 | Glass-reinforced plastics (GRP) roof components | ガラス強化プラスチック（GRP）屋根コンポーネント |  | 45-75-30/317 Glass fibre reinforced plastics (GRP) roof components; |  | Glass fibre reinforced plastics (grp) roof components are described by characteristics such as component type, maximum deflection under wind loads and fire performance. An example use may be within a glass fibre reinforced plastics (grp) cladding system.
Pr_35_90_28_36 | 35 | 90 | 28 | 36 | Hardwood copings | 広葉樹のコーピング |  | 45-60-90/426 Hardwood copings; |  | Hardwood copings are described by characteristics such as hardwood coping. An example use may be within a timber retaining wall system.
Pr_35_90_28_50 | 35 | 90 | 28 | 50 | Membrane standing seam profiles | メンブレンスタンディングシームプロファイル |  | 45-65-50/392 Standing seam profiles for membranes; |  | Standing seam profiles for membranes are described by characteristics such as profile, colour and end treatment. An example use may be within a single layer cold roof covering system.
Pr_35_90_28_51 | 35 | 90 | 28 | 51 | Metal drip trims | 金属ドリップトリム |  | 45-75-30/320 Metal drip trims; |  | Metal drip trims are described by characteristics such as material, finish and profiles. An example use may be within a rigid sheet cladding system.
Pr_35_90_28_52 | 35 | 90 | 28 | 52 | Metal finishing trims | 金属仕上げトリム |  | 45-75-30/325 Metal finishing trims; |  | Metal finishing trims are described by characteristics such as material, finish and profiles. An example use may be within a rigid sheet cladding system.
Pr_35_90_28_62 | 35 | 90 | 28 | 62 | Plastics and composite material trim boards | プラスチックおよび複合材料のトリムボード |  | 45-75-30/330 Plastics and composite material trim boards; |  | Plastics and composite material trim boards are described by characteristics such as material, nominal depth and thickness. An example use may be within a minor joinery system.
Pr_35_90_28_64 | 35 | 90 | 28 | 64 | Polyvinyl chloride (PVC) standing seam profiles | ポリ塩化ビニル（PVC）スタンディングシームプロファイル
Pr_35_90_28_72 | 35 | 90 | 28 | 72 | Roof membrane perimeter trims | ルーフメンブレンペリメータートリム |  | 45-75-30/345 Roof membrane perimeter trims; |  | Roof membrane perimeter trims are described by characteristics such as material, size and coating. An example use may be within a mastic asphalt warm roof covering system.
Pr_35_90_28_76 | 35 | 90 | 28 | 76 | Single skin ribbed glass | シングルスキンリブガラス
Pr_35_90_28_79 | 35 | 90 | 28 | 79 | Softwood copings | 針葉樹のコーピング
Pr_35_90_28_82 | 35 | 90 | 28 | 82 | Stainless steel cappings and copings | ステンレス鋼のキャッピングとコーピング
Pr_35_90_28_83 | 35 | 90 | 28 | 83 | Stainless steel fascias | ステンレス鋼の鼻隠し
Pr_35_90_28_84 | 35 | 90 | 28 | 84 | Stainless steel undersills | ステンレス鋼の敷居 |  | 45-75-30/350 Stainless steel undersills; |  | Stainless steel undersills are described by characteristics such as supplied by, grade and finish. An example use may be within a membranous vertical planting system.
Pr_35_90_28_92 | 35 | 90 | 28 | 92 | Unplasticized polyvinyl chloride (PVC-U) finishing trims | 非可塑化ポリ塩化ビニル（PVC-U）仕上げトリム |  | 45-75-30/340 PVC-U finishing trims; |  | Pvc-u finishing trims are described by characteristics such as profiles and colour and finish. An example use may be within a rigid sheet cladding system.
Pr_35_90_28_93 | 35 | 90 | 28 | 93 | Unplasticized polyvinyl chloride (PVC-U) sills | 非可塑化ポリ塩化ビニル（PVC-U）敷居
Pr_35_90_28_95 | 35 | 90 | 28 | 95 | Window sill boards | 窓敷居
Pr_35_90_28_96 | 35 | 90 | 28 | 96 | Wood finishing trims | 木材仕上げトリム |  | 45-75-30/355 Wood finishing trims; |  | Wood finishing trims are described by characteristics such as wood species, quality of timber and fire rating. An example use may be within a rigid sheet cladding system.
Pr_35_90_28_97 | 35 | 90 | 28 | 97 | Wood trim boards | ウッドトリムボード |  | 45-75-30/360 Wood trim boards; |  | Wood trim boards are described by characteristics such as supplied by, wood species and quality of timber. An example use may be within a minor joinery system.
Pr_35_90_30 | 35 | 90 | 30 |  | Flashings | 金属製フラッシング |  |  |  | Metal flashings are described by characteristics such as material, item and form of delivery. An example use may be within a plastics profiled sheet cladding system.
Pr_35_90_30_01 | 35 | 90 | 30 | 01 | Aluminium flashings | アルミフラッシング |  | 45-75-35/330 Metal flashings; |  | Metal flashings are described by characteristics such as material, item and form of delivery. An example use may be within a plastics profiled sheet cladding system.
Pr_35_90_30_08 | 35 | 90 | 30 | 08 | Bitumen-based flashings | 精製アスファルトフラッシング |  | 45-75-35/340 Bitumen-based flashings; |  | Bitumen-based flashings are described by characteristics such as item, size and fixing. An example use may be within a reconstituted slate roofing system.
Pr_35_90_30_11 | 35 | 90 | 30 | 11 | Carbon steel flashings | 炭素鋼フラッシング |  | 45-75-35/330 Metal flashings; |  | Metal flashings are described by characteristics such as material, item and form of delivery. An example use may be within a plastics profiled sheet cladding system.
Pr_35_90_30_15 | 35 | 90 | 30 | 15 | Copper flashings | 銅フラッシング |  | 45-75-35/330 Metal flashings; |  | Metal flashings are described by characteristics such as material, item and form of delivery. An example use may be within a plastics profiled sheet cladding system.
Pr_35_90_30_18 | 35 | 90 | 30 | 18 | Copper slates | 銅スレート |  | 45-65-52/335 Copper slates; |  | Copper slates are described by characteristics such as copper and dimensions.
Pr_35_90_30_34 | 35 | 90 | 30 | 34 | Glass-reinforced plastics (GRP) flashings | ガラス強化プラスチック（GRP）フラッシング |  | 45-75-35/350 GRP flashings and aprons; |  | Grp flashings and aprons are described by characteristics such as quality, item and size. An example use may be within a plastics profiled sheet cladding system.
Pr_35_90_30_46 | 35 | 90 | 30 | 46 | Lead flashings | 鉛フラッシング |  | 45-75-35/330 Metal flashings; |  | Metal flashings are described by characteristics such as material, item and form of delivery. An example use may be within a plastics profiled sheet cladding system.
Pr_35_90_30_47 | 35 | 90 | 30 | 47 | Lead slates | 鉛スレート |  | 45-65-52/375 Lead slates; |  | Lead slates are described by characteristics such as thickness and dimensions.
Pr_35_90_30_64 | 35 | 90 | 30 | 64 | Polyethylene (PE)-based flashings | ポリエチレン（PE）ベースのフラッシング |  | 45-75-35/360 Polyethylene-based flashings and aprons; |  | Polyethylene-based flashings and aprons are described by characteristics such as item, width (minimum) and recycled content (maximum). An example use may be within a reconstituted slate roofing system.
Pr_35_90_30_72 | 35 | 90 | 30 | 72 | Recycled plastics flashings | リサイクルプラスチックフラッシング |  | 45-75-35/370 Recycled plastics flashings and aprons; |  | Recycled plastics flashings and aprons are described by characteristics such as item, recycled content (maximum) and width (minimum). An example use may be within a reconstituted slate roofing system.
Pr_35_90_30_83 | 35 | 90 | 30 | 83 | Stainless steel flashings | SUSフラッシング |  | 45-75-35/330 Metal flashings; |  | Metal flashings are described by characteristics such as material, item and form of delivery. An example use may be within a plastics profiled sheet cladding system.
Pr_35_90_30_99 | 35 | 90 | 30 | 99 | Zinc flashings | 亜鉛フラッシング |  | 45-75-35/330 Metal flashings; |  | Metal flashings are described by characteristics such as material, item and form of delivery. An example use may be within a plastics profiled sheet cladding system.
Pr_35_90_31 | 35 | 90 | 31 |  | Floor and stair trims | 床および階段コーナー材 |  |  |  | Carpet grippers are described by characteristics such as width, fixings and pins. An example use may be within an edge-fixed carpeting system.
Pr_35_90_31_11 | 35 | 90 | 31 | 11 | Carpet grippers | カーペットグリッパー |  | 45-20-15/450 Carpet grippers; |  | Carpet grippers are described by characteristics such as width, fixings and pins. An example use may be within an edge-fixed carpeting system.
Pr_35_90_31_12 | 35 | 90 | 31 | 12 | Carpet gripper strips | カーペットグリッパーストリップ |  | 45-20-35/315 Carpet gripper strips; |  | Carpet gripper strips are described by characteristics such as fixing and accessories. An example use may be within an edge-fixed carpeting system.
Pr_35_90_31_26 | 35 | 90 | 31 | 26 | Flexible polyvinyl chloride (PVC) stair nosings | 柔軟なポリ塩化ビニル（PVC）の段鼻 |  | 45-20-35/385 Flexible PVC stair nosings; |  | Flexible pvc stair nosings are described by characteristics such as profile, colour and size. An example use may be within an internal stair system.
Pr_35_90_31_27 | 35 | 90 | 31 | 27 | Flexible stair coverings | 柔軟な階段の覆い |  | 45-20-35/400 Stair covering components; |  | Stair covering components are described by characteristics such as component, material and colour. An example use may be within an internal stair system.
Pr_35_90_31_28 | 35 | 90 | 31 | 28 | Floor construction joint trims | 床工事ジョイントトリム |  | 45-20-35/320 Construction joint trims; |  | Construction joint trims are described by characteristics such as material, finish and colour. An example use may be within a wood floating floor system.
Pr_35_90_31_29 | 35 | 90 | 31 | 29 | Floor cover strips | 床カバーストリップ |  | 45-20-35/325 Cover strips; |  | Cover strips are described by characteristics such as configuration, dimensions and profile. An example use may be within a wood floating floor system.
Pr_35_90_31_30 | 35 | 90 | 31 | 30 | Floor dividing strips | 床分割ストリップ |  | 45-20-35/330 Dividing strips; |  | Dividing strips are described by characteristics such as material, finish and colour.
Pr_35_90_31_31 | 35 | 90 | 31 | 31 | Floor edge trims | フロアエッジトリム |  | 45-20-35/340 Floor edge trims; |  | Floor edge trims are described by characteristics such as profile, material and finish. An example use may be within a wood floating floor system.
Pr_35_90_31_32 | 35 | 90 | 31 | 32 | Floor edging strips | 床エッジングストリップ |  | 45-20-35/335 Edging strips; |  | Edging strips are described by characteristics such as material, finish and colour where exposed to view. An example use may be within a wood floating floor system.
Pr_35_90_31_33 | 35 | 90 | 31 | 33 | Floor threshold strips | フロアスレッショルドストリップ |  | 45-20-35/355 Threshold strips; |  | Threshold strips are described by characteristics such as profile, material and finish. An example use may be within a wood floating floor system.
Pr_35_90_31_36 | 35 | 90 | 31 | 36 | Hardwood floor threshold strips | 堅木張りの床敷居 |  | 45-20-35/360 Wood threshold strips; |  | Wood threshold strips are described by characteristics such as appearance class, species and moisture content at time of fixing. An example use may be within a wood floating floor system.
Pr_35_90_31_37 | 35 | 90 | 31 | 37 | Hardwood stair trims | 広葉樹の階段のトリム |  | 45-20-35/415 Wood stair trims; |  | Wood stair trims are described by characteristics such as appearance class, species and moisture content at time of fixing. An example use may be within an internal stair system.
Pr_35_90_31_50 | 35 | 90 | 31 | 50 | Mat well frames | マットウェルフレーム |  | 45-20-35/345 Mat well frames; |  | Mat well frames are described by characteristics such as format, material and finish. An example use may be within a wood floating floor system.
Pr_35_90_31_58 | 35 | 90 | 31 | 58 | One-part floor transition strips | 1パーツのフロアトランジションストリップ |  | 45-20-35/370 One part transition strips; |  | One part transition strips are described by characteristics such as form, profile and expansion capacity. An example use may be within a wood floating floor system.
Pr_35_90_31_66 | 35 | 90 | 31 | 66 | Preformed strip joints to screeds | スクリードへのプレフォームドストリップジョイント |  | 45-75-25/340 Preformed strip joints to screeds; |  | Preformed strip joints to screeds are described by characteristics such as material, form and size. An example use may be within a mastic asphalt flooring system.
Pr_35_90_31_70 | 35 | 90 | 31 | 70 | Radiator pipe floor covers | ラジエーターパイプフロアカバー |  | 45-20-35/425 Radiator pipe covers; |  | Radiator pipe covers are described by characteristics such as material, profile and finish as delivered. An example use may be within a wood floating floor system.
Pr_35_90_31_71 | 35 | 90 | 31 | 71 | Raised access floor level-change trims | 二重床アクセスフロアレベルトリム |  | 45-20-35/305 Level change trims for raised access floors; |  | Level change trims for raised access floors are described by characteristics such as profile, material and finish. An example use may be within a raised access floor system.
Pr_35_90_31_72 | 35 | 90 | 31 | 72 | Raised access floor vertical edging panels | 二重床アクセスフロアの垂直エッジングパネル |  | 45-20-35/310 Vertical edging panels for raised access floors; |  | Vertical edging panels for raised access floors are described by characteristics such as material and finish. An example use may be within a raised access floor system.
Pr_35_90_31_73 | 35 | 90 | 31 | 73 | Render-grade resin coves | レンダリンググレードの樹脂入り江 |  | 45-20-35/350 Render-grade resin coves; |  | Render-grade resin coves are described by characteristics such as colour. An example use may be within a resilient tile flooring system.
Pr_35_90_31_74 | 35 | 90 | 31 | 74 | Rigid stair nosings | 固い階段の段鼻 |  | 45-20-35/390 Rigid stair nosings; |  | Rigid stair nosings are described by characteristics such as profile, base section and size. An example use may be within a ground bearing external stair system.
Pr_35_90_31_75 | 35 | 90 | 31 | 75 | Rubber composite stair nosing inserts | ゴム複合階段段鼻インサート |  | 45-20-35/395 Rubber composite stair nosing inserts; |  | Rubber composite stair nosing inserts are described by characteristics such as colour, size (gauge x width x length) and fixing method. An example use may be within a ground bearing external stair system.
Pr_35_90_31_83 | 35 | 90 | 31 | 83 | Stair rods | 階段ロッド
Pr_35_90_31_84 | 35 | 90 | 31 | 84 | Stair trims | 階段のトリム |  | 45-20-35/410 Stair trims; |  | Stair trims are described by characteristics such as material, finish and colour. An example use may be within an internal stair system.
Pr_35_90_31_90 | 35 | 90 | 31 | 90 | Two-part floor transition strips | フロアトランジションストリップ |  | 45-20-35/375 Two part transition strips; |  | Two part transition strips are described by characteristics such as form, expansion capacity and base section. An example use may be within a wood floating floor system.
Pr_35_90_31_95 | 35 | 90 | 31 | 95 | Wearing screed sawn-joint sealing strips | スクリードソーンジョイントシーリングストリップの着用 |  | 45-75-25/330 Sealing strips for sawn joints in wearing screeds; |  | Sealing strips for sawn joints in wearing screeds are described by characteristics such as material, size and capping colour. An example use may be within a mastic asphalt flooring system.
Pr_35_90_31_96 | 35 | 90 | 31 | 96 | Wood-based floor threshold strips | 木ベースの床敷居 |  | 45-20-35/365 Wood based threshold strips; |  | Wood based threshold strips are described by characteristics such as material, profile and finish as delivered. An example use may be within a wood floating floor system.
Pr_35_90_31_97 | 35 | 90 | 31 | 97 | Wood-based floor transition strips | 木材ベースの床遷移ストリップ |  | 45-20-35/380 Wood based transition strips; |  | Wood based transition strips are described by characteristics such as material, profile and finish as delivered. An example use may be within a wood floating floor system.
Pr_35_90_33 | 35 | 90 | 33 |  | Gaskets, weatherstrips and baffles | ガスケット、ウェザーストリップ、バッフル |  |  |  | Cellular rubber gaskets are described by characteristics such as material and colour. An example use may be within a rigid sheet cladding system.
Pr_35_90_33_12 | 35 | 90 | 33 | 12 | Cellular rubber gaskets | 気泡ゴムガスケット |  | 45-75-40/320 Cellular rubber gaskets; |  | Cellular rubber gaskets are described by characteristics such as material and colour. An example use may be within a rigid sheet cladding system.
Pr_35_90_33_20 | 35 | 90 | 33 | 20 | Curtain wall glazing and panel gaskets | カーテンウォールグレージングとパネルガスケット |  | 45-75-40/350 Glazing and panel gaskets for curtain walling; |  | Glazing and panel gaskets for curtain walling are described by characteristics such as material, gasket type and continuity. An example use may be within a stick curtain walling system.
Pr_35_90_33_22 | 35 | 90 | 33 | 22 | Door and window weatherstrips and seals | ドアと窓のウェザーストリップとシール |  | 45-75-40/430 Door and window weatherstrips and seals; |  | Door and window weatherstrips and seals are described by characteristics such as functions, classification grades (minimum) and seal type. An example use may be within a sliding doorset system.
Pr_35_90_33_23 | 35 | 90 | 33 | 23 | Door threshold weatherstrips and seals | ドアの境界ウェザーストリップとシール |  | 45-75-40/435 Door threshold weatherstrips and seals; |  | Door threshold weatherstrips and seals are described by characteristics such as functions, classification grades (minimum) and form. An example use may be within a doorset system.
Pr_35_90_33_24 | 35 | 90 | 33 | 24 | Ethylene propylene diene monomer (EPDM) combined hydrophilic gaskets | エチレンプロピレンジエンモノマー（EPDM）結合親水性ガスケット |  | 45-75-40/414 EPDM combined hydrophilic gasket; |  | Epdm combined hydrophilic gasket are described by characteristics such as cross section, hardness and colour.
Pr_35_90_33_25 | 35 | 90 | 33 | 25 | Ethylene propylene diene monomer (EPDM) gaskets | エチレンプロピレンジエンモノマー（EPDM）ガスケット |  | 45-75-40/416 EPDM gaskets; |  | Epdm gaskets are described by characteristics such as cross section and colour.
Pr_35_90_33_26 | 35 | 90 | 33 | 26 | Ethylene propylene diene monomer (EPDM) rubber section glazing trims | エチレンプロピレンジエンモノマー（EPDM）ゴムセクションガラストリム |  | 45-75-40/330 EPDM rubber section glazing trims; |  | Epdm rubber section glazing trims are described by characteristics such as class, trim type and size. An example use may be within a bead-fixed single glazing system.
Pr_35_90_33_28 | 35 | 90 | 33 | 28 | Extruded polyvinyl chloride (PVC) glazing gaskets | 押し出しポリ塩化ビニル（PVC）グレージングガスケット |  | 45-75-40/340 Extruded PVC glazing gaskets; |  | Extruded pvc glazing gaskets are described by characteristics such as gasket type, size and colour. An example use may be within a bead-fixed single glazing system.
Pr_35_90_33_34 | 35 | 90 | 33 | 34 | Glass-reinforced plastics (GRP) cladding neoprene gaskets | ガラス強化プラスチック（GRP）クラッドネオプレンガスケット |  | 45-75-40/360 Neoprene gaskets for GRP cladding; |  | Neoprene gaskets for grp cladding are described by characteristics such as grade, format and size. An example use may be within a glass fibre reinforced concrete (grc) cladding system.
Pr_35_90_33_39 | 35 | 90 | 33 | 39 | Hydrophilic gaskets | 親水性ガスケット |  | 45-75-40/412 Hydrophilic gaskets for underground works; |  | Hydrophilic gaskets for underground works are described by characteristics such as cross section.
Pr_35_90_33_56 | 35 | 90 | 33 | 56 | Neoprene baffles | ネオプレンバッフル |  | 45-75-40/310 Neoprene baffles; |  | Neoprene baffles are described by characteristics such as class, material and colour. An example use may be within a rigid sheet cladding system.
Pr_35_90_33_57 | 35 | 90 | 33 | 57 | Non-cellular rubber gaskets | 非気泡ゴム製ガスケット |  | 45-75-40/370 Non-cellular rubber gaskets; |  | Non-cellular rubber gaskets are described by characteristics such as class and durability. An example use may be within a rigid sheet cladding system.
Pr_35_90_33_64 | 35 | 90 | 33 | 64 | Polypropylene baffles | ポリプロピレンバッフル |  | 45-75-40/311 Polypropylene baffles; |  | Polypropylene baffles are described by characteristics such as material and colour. An example use may be within a glass fibre reinforced concrete (grc) cladding system.
Pr_35_90_33_66 | 35 | 90 | 33 | 66 | Preformed butyl strip glazing trims | プレフォームドブチルストリップグレージングトリム |  | 45-75-40/380 Pre-formed butyl strip glazing trims; |  | Pre-formed butyl strip glazing trims are described by characteristics such as trim type, size and colour. An example use may be within a bead-fixed single glazing system.
Pr_35_90_33_77 | 35 | 90 | 33 | 77 | Single-sided glazing gaskets | 片面グレージングガスケット |  | 45-75-40/390 Single-sided glazing gaskets; |  | Single-sided glazing gaskets are described by characteristics such as material, class and size. An example use may be within a single-sided gasket glazing system.
Pr_35_90_33_84 | 35 | 90 | 33 | 84 | Stainless steel baffles | ステンレスバッフル |  | 45-75-40/312 Stainless steel baffles; |  | Stainless steel baffles are described by characteristics such as material and finish. An example use may be within a glass fibre reinforced concrete (grc) cladding system.
Pr_35_90_33_86 | 35 | 90 | 33 | 86 | Synthetic rubber glazing gaskets | 合成ゴムグレージングガスケット |  | 45-75-40/400 Synthetic rubber glazing gaskets; |  | Synthetic rubber glazing gaskets are described by characteristics such as class, gasket type and size. An example use may be within a bead-fixed single glazing system.
Pr_35_90_33_97 | 35 | 90 | 33 | 97 | Weatherstripping | ウェザーストリップ |  | 45-75-40/440 Weatherstripping; |  | Weatherstripping are described by characteristics such as classification grades (minimum), material and size. An example use may be within a unitized curtain walling system.
Pr_35_90_33_99 | 35 | 90 | 33 | 99 | Zipper gaskets | ジッパーガスケット |  | 45-75-40/410 Zipper gaskets; |  | Zipper gaskets are described by characteristics such as material, class and size. An example use may be within a structural zipper gasket glazing system.
Pr_35_90_43 | 35 | 90 | 43 |  | Interior wall and ceiling trims | 巾木および廻り縁 |  |  |  | Metal skirtings are described by characteristics such as material, finish and profile. An example use may be within a minor joinery system.
Pr_35_90_43_02 | 35 | 90 | 43 | 02 | Aluminium skirtings | アルミニウム幅木 |  | 45-75-95/320 Metal skirtings; |  | Metal skirtings are described by characteristics such as material, finish and profile. An example use may be within a minor joinery system.
Pr_35_90_43_03 | 35 | 90 | 43 | 03 | Angle trims | 角度トリム
Pr_35_90_43_04 | 35 | 90 | 43 | 04 | Arrises | 端部
Pr_35_90_43_12 | 35 | 90 | 43 | 12 | Ceiling perimeter trims | 天井周囲トリム |  | 45-75-95/405 Ceiling perimeter trims; |  | Ceiling perimeter trims are described by characteristics such as material, finish as delivered and colour. An example use may be within a fabric membrane (stretch) ceiling system.
Pr_35_90_43_13 | 35 | 90 | 43 | 13 | Column guards | コラムガード |  | 45-75-95/475 Column guards; |  | Column guards are described by characteristics such as configuration, material and fire rating. An example use may be within a minor joinery system.
Pr_35_90_43_14 | 35 | 90 | 43 | 14 | Cork cove skirtings | コルク入り江の幅木 |  | 45-75-95/305 Cork cove skirtings; |  | Cork cove skirtings are described by characteristics such as skirting type, radius and upstand. An example use may be within a resilient tile flooring system.
Pr_35_90_43_15 | 35 | 90 | 43 | 15 | Corner guards | コーナーガード |  | 45-75-95/480 Corner guards; |  | Corner guards are described by characteristics such as material, fire rating and finish. An example use may be within a general fittings, furnishings and equipment system.
Pr_35_90_43_16 | 35 | 90 | 43 | 16 | Cover strips | カバーストリップ |  | 45-75-95/410 Cover strips; |  | Cover strips are described by characteristics such as material, finish and colour or pattern. An example use may be within a rooflight system.
Pr_35_90_43_17 | 35 | 90 | 43 | 17 | Coves | 入隅材
Pr_35_90_43_21 | 35 | 90 | 43 | 21 | Edge battens | エッジバテン |  | 45-75-95/425 Edge battens; |  | Edge battens are described by characteristics such as material, finish and profile. An example use may be within a fabric membrane (stretch) ceiling system.
Pr_35_90_43_22 | 35 | 90 | 43 | 22 | Edge trims | エッジトリム |  | 45-75-95/430 Edge trims; |  | Edge trims are described by characteristics such as material, finish and colour or pattern. An example use may be within a plastics panel lining system.
Pr_35_90_43_29 | 35 | 90 | 43 | 29 | Fibrous plaster mouldings | 繊維石膏モールディング |  | 45-75-95/455 Fibrous plaster mouldings; |  | Fibrous plaster mouldings are described by characteristics such as cornice, centre piece and dado.
Pr_35_90_43_30 | 35 | 90 | 43 | 30 | Fire-insulating caps | 防火キャップ
Pr_35_90_43_42 | 35 | 90 | 43 | 42 | Intumescent protective castings | 膨張性保護鋳造 |  | 45-45-70/400 Intumescent protective castings; |  | Intumescent protective castings are described by characteristics such as material, period of resistance (minimum) and thickness. An example use may be within an intumescent casting system.
Pr_35_90_43_47 | 35 | 90 | 43 | 47 | Lighting cornices | 照明コーニス |  | 45-75-95/450 Lighting cornices; |  | Lighting cornices are described by characteristics such as material, finish and profile. An example use may be within a fabric membrane (stretch) ceiling system.
Pr_35_90_43_48 | 35 | 90 | 43 | 48 | Medium-density fibreboard (MDF) architraves | 中密度ファイバーボード（MDF）アーキトレーブ |  | 45-75-95/310 Medium density fibreboard (MDF) architraves; |  | Medium density fibreboard (mdf) architraves are described by characteristics such as class, profile and finish. An example use may be within an external window system.
Pr_35_90_43_49 | 35 | 90 | 43 | 49 | Medium-density fibreboard (MDF) backboards | 中密度ファイバーボード（MDF）バックボード
Pr_35_90_43_50 | 35 | 90 | 43 | 50 | Medium-density fibreboard (MDF) cover strips | 中密度ファイバーボード（MDF）カバーストリップ
Pr_35_90_43_51 | 35 | 90 | 43 | 51 | Medium-density fibreboard (MDF) dado rails | 中密度ファイバーボード（MDF）ダドレール |  | 45-75-95/350 Medium density fibreboard (MDF) dado rail; |  | Medium density fibreboard (mdf) dado rail are described by characteristics such as class, size and finish. An example use may be within a minor joinery system.
Pr_35_90_43_52 | 35 | 90 | 43 | 52 | Medium-density fibreboard (MDF) edge trims | 中密度ファイバーボード（MDF）エッジトリム
Pr_35_90_43_53 | 35 | 90 | 43 | 53 | Medium-density fibreboard (MDF) lining boards | 中密度ファイバーボード（MDF）ライニングボード |  | 45-75-95/375 Medium density fibreboard (MDF) lining board; |  | Medium density fibreboard (mdf) lining board are described by characteristics such as class, thickness and width.
Pr_35_90_43_54 | 35 | 90 | 43 | 54 | Medium-density fibreboard (MDF) mouldings and trims | 中密度ファイバーボード（MDF）モールディングおよびトリム |  | 45-75-95/365 Wood mouldings and trims; |  | Wood mouldings and trims are described by characteristics such as species, appearance class and profile. An example use may be within a doorset system.
Pr_35_90_43_55 | 35 | 90 | 43 | 55 | Medium-density fibreboard (MDF) mounting battens | 中密度ファイバーボード（MDF）取り付けバテン
Pr_35_90_43_56 | 35 | 90 | 43 | 56 | Medium-density fibreboard (MDF) picture rails | 中密度ファイバーボード（MDF）ピクチャーレール |  | 45-75-95/355 Medium density fibreboard (MDF) picture rail; |  | Medium density fibreboard (mdf) picture rail are described by characteristics such as class, size and finish. An example use may be within a minor joinery system.
Pr_35_90_43_57 | 35 | 90 | 43 | 57 | Medium-density fibreboard (MDF) protection rails | 中密度ファイバーボード（MDF）保護レール
Pr_35_90_43_58 | 35 | 90 | 43 | 58 | Medium-density fibreboard (MDF) skirtings | 中密度繊維板（MDF）幅木 |  | 45-75-95/315 Medium density fibreboard (MDF) skirtings; |  | Medium density fibreboard (mdf) skirtings are described by characteristics such as class, profile and finish. An example use may be within a wood floating floor system.
Pr_35_90_43_59 | 35 | 90 | 43 | 59 | Metal skirtings | 金属の幅木 |  | 45-75-95/320 Metal skirtings; |  | Metal skirtings are described by characteristics such as material, finish and profile. An example use may be within a minor joinery system.
Pr_35_90_43_60 | 35 | 90 | 43 | 60 | Panel partition closer pieces | パネルパーティションクローザーピース |  | 45-75-95/445 Panel partition closer pieces; |  | Panel partition closer pieces are described by characteristics such as material, finish and size.
Pr_35_90_43_61 | 35 | 90 | 43 | 61 | Pilasters | ピラスター
Pr_35_90_43_62 | 35 | 90 | 43 | 62 | Plaster cornices | 石膏コーニス
Pr_35_90_43_63 | 35 | 90 | 43 | 63 | Plastics skirtings | プラスチック幅木 |  | 45-75-95/325 Plastics skirtings; |  | Plastics skirtings are described by characteristics such as material, profile and finish. An example use may be within a duct and wall panel lining system.
Pr_35_90_43_64 | 35 | 90 | 43 | 64 | Polyvinyl chloride (PVC) cove skirtings | ポリ塩化ビニル（PVC）入り江の幅木 |  | 45-75-95/330 PVC cove skirtings; |  | Pvc cove skirtings are described by characteristics such as skirting type, upstand and finish. An example use may be within a duct and wall panel lining system.
Pr_35_90_43_66 | 35 | 90 | 43 | 66 | Preformed casings | 予備成形ケーシング |  | 45-75-95/390 Preformed casings; |  | Preformed casings are described by characteristics such as material, finish as delivered and colour. An example use may be within a minor joinery system.
Pr_35_90_43_70 | 35 | 90 | 43 | 70 | Radiator guards | ラジエーターガード |  | 45-75-95/485 Radiator guards; |  | Radiator guards are described by characteristics such as dimensions, panels and grille. An example use may be within a general fittings, furnishings and equipment system.
Pr_35_90_43_74 | 35 | 90 | 43 | 74 | Rubber cove skirtings | ラバーコーブの幅木 |  | 45-75-95/335 Rubber cove skirtings; |  | Rubber cove skirtings are described by characteristics such as skirting type, radius and upstand. An example use may be within a duct and wall panel lining system.
Pr_35_90_43_84 | 35 | 90 | 43 | 84 | Solid cast plaster mouldings | 固体キャスト石膏モールディング |  | 45-75-95/460 Solid cast plaster mouldings; |  | Solid cast plaster mouldings are described by characteristics such as cornice, centre piece and dado.
Pr_35_90_43_85 | 35 | 90 | 43 | 85 | Stainless steel skirtings | ステンレス鋼の幅木
Pr_35_90_43_86 | 35 | 90 | 43 | 86 | Wall protection panels | 壁保護パネル |  | 45-75-95/465 Wall protection panels; |  | Wall protection panels are described by characteristics such as material, fire rating and finish. An example use may be within a minor joinery system.
Pr_35_90_43_87 | 35 | 90 | 43 | 87 | Wood architraves | 木材のアーキトレーブ |  | 45-75-95/340 Wood architraves; |  | Wood architraves are described by characteristics such as fire rating, species and appearance class. An example use may be within an external window system.
Pr_35_90_43_88 | 35 | 90 | 43 | 88 | Wood backboards | ウッドバックボード |  | 45-75-95/400 Wood backboards; |  | Wood backboards are described by characteristics such as species, appearance class and moisture content at time of fixing. An example use may be within a minor joinery system.
Pr_35_90_43_89 | 35 | 90 | 43 | 89 | Wood cover strips | ウッドカバーストリップ |  | 45-75-95/420 Wood cover strips; |  | Wood cover strips are described by characteristics such as species, appearance class and moisture content at time of fixing. An example use may be within a rooflight system.
Pr_35_90_43_90 | 35 | 90 | 43 | 90 | Wood dado rails | ウッドダドレール |  | 45-75-95/360 Wood dado rails; |  | Wood dado rails are described by characteristics such as species, appearance class and moisture content at time of fixing. An example use may be within a wood veneered panel lining system.
Pr_35_90_43_91 | 35 | 90 | 43 | 91 | Wood edge trims | ウッドエッジトリム |  | 45-75-95/435 Wood edge trims; |  | Wood edge trims are described by characteristics such as species, appearance class and moisture content at time of fixing. An example use may be within a wood floating floor system.
Pr_35_90_43_92 | 35 | 90 | 43 | 92 | Wood fillets | ウッドフィレット |  | 45-75-95/415 Wood fillets; |  | Wood fillets are described by characteristics such as material and size. An example use may be within a soffit lining and beam casing system.
Pr_35_90_43_93 | 35 | 90 | 43 | 93 | Wood lining boards | ウッドライニングボード |  | 45-75-95/385 Wood lining board; |  | Wood lining board are described by characteristics such as species, appearance class and moisture content at time of fixing. An example use may be within a wood veneered panel lining system.
Pr_35_90_43_94 | 35 | 90 | 43 | 94 | Wood mouldings and trims | ウッドモールディングとトリム |  | 45-75-95/365 Wood mouldings and trims; |  | Wood mouldings and trims are described by characteristics such as species, appearance class and profile. An example use may be within a doorset system.
Pr_35_90_43_95 | 35 | 90 | 43 | 95 | Wood mounting battens | ウッド取り付けバテン |  | 45-75-95/395 Wood mounting battens; |  | Wood mounting battens are described by characteristics such as supplied by, species and appearance class. An example use may be within a minor joinery system.
Pr_35_90_43_96 | 35 | 90 | 43 | 96 | Wood picture rails | ウッドピクチャーレール |  | 45-75-95/370 Wood picture rails; |  | Wood picture rails are described by characteristics such as species, appearance class and moisture content at time of fixing. An example use may be within a wood veneered panel lining system.
Pr_35_90_43_97 | 35 | 90 | 43 | 97 | Wood protection rails | 木材保護レール |  | 45-75-95/470 Wood protection rails; |  | Wood protection rails are described by characteristics such as fire rating, species and appearance class. An example use may be within a general fittings, furnishings and equipment system.
Pr_35_90_43_98 | 35 | 90 | 43 | 98 | Wood skirtings | ウッド幅木 |  | 45-75-95/345 Wood skirtings; |  | Wood skirtings are described by characteristics such as species, appearance class and moisture content at time of fixing. An example use may be within a wood floating floor system.
Pr_35_90_50 | 35 | 90 | 50 |  | Masonry walling ancillary products | 石積みの壁の付属品 |  |  |  | Airbricks are described by characteristics such as class, apertures and work sizes. An example use may be within a masonry freestanding wall leaf system.
Pr_35_90_50_03 | 35 | 90 | 50 | 03 | Airbricks | エアレンガ |  | 45-80-50/370 Airbricks; |  | Airbricks are described by characteristics such as class, apertures and work sizes. An example use may be within a masonry freestanding wall leaf system.
Pr_35_90_50_11 | 35 | 90 | 50 | 11 | Cavity spacers | キャビティスペーサー
Pr_35_90_50_61 | 35 | 90 | 50 | 61 | Perpend joint plastics cavity ventilators | ジョイントプラスチックキャビティベンチレーター |  | 45-80-50/386 Perpend joint plastics cavity ventilators; |  | Perpend joint plastics cavity ventilators are described by characteristics such as colour. An example use may be within a masonry freestanding wall leaf system.
Pr_35_90_50_62 | 35 | 90 | 50 | 62 | Perpend joint plastics weep holes | 垂直ジョイントプラスチックウィープホール |  | 45-80-50/384 Perpend joint plastics weep holes; |  | Perpend joint plastics weep holes are described by characteristics such as colour. An example use may be within a masonry freestanding wall leaf system.
Pr_35_90_50_63 | 35 | 90 | 50 | 63 | Perpend joint metal weep holes | 垂直ジョイント金属ウィープホール
Pr_35_90_50_64 | 35 | 90 | 50 | 64 | Plastics cavity closers | プラスチックキャビティクローザー |  | 45-25-20/455 Plastics cavity closers; |  | Plastics cavity closers are described by characteristics such as accessories, to fit cavity width and length (effective). An example use may be within a masonry freestanding wall leaf system.
Pr_35_90_50_88 | 35 | 90 | 50 | 88 | Tile creasings | タイルの折り目 |  | 45-80-90/460 Clay tiles creasing; |  | Clay tiles creasing are described by characteristics such as durability, tile form and dimensions. An example use may be within a masonry external leaf system.
Pr_35_90_53 | 35 | 90 | 53 |  | Movement joints | 動的部ジョイント |  |  |  | Cast-in movement joints for screeds are described by characteristics such as edging, insert and fixings. An example use may be within a mastic asphalt flooring system.
Pr_35_90_53_11 | 35 | 90 | 53 | 11 | Cast-in screed movement joints | キャストインスクリードムーブメントジョイント |  | 45-75-50/310 Cast-in movement joints for screeds; |  | Cast-in movement joints for screeds are described by characteristics such as edging, insert and fixings. An example use may be within a mastic asphalt flooring system.
Pr_35_90_53_30 | 35 | 90 | 53 | 30 | Fibre-cement movement joints | 繊維セメント運動関節 |  | 45-75-50/330 Fibre cement movement joints; |  | Fibre cement movement joints are described by characteristics such as width of gap and components.
Pr_35_90_53_42 | 35 | 90 | 53 | 42 | Insulated render system construction and movement joints | 断熱レンダリングシステムの構築と動きのジョイント |  | 45-75-50/320 Construction and movement joints for insulated render systems; |  | Construction and movement joints for insulated render systems are described by characteristics such as configuration, edging and nosings. An example use may be within a metal lathing on framing system.
Pr_35_90_53_50 | 35 | 90 | 53 | 50 | Mastic asphalt (MA) movement joints | マスティックアスファルト（MA）ムーブメントジョイント |  | 45-75-50/370 Movement joints in mastic asphalt; |  | Movement joints in mastic asphalt are described by characteristics such as size, edging and insert. An example use may be within a mastic asphalt cold roof covering system.
Pr_35_90_53_52 | 35 | 90 | 53 | 52 | Metal movement joint edging angles | メタルムーブメントのジョイントエッジング角度 |  | 45-75-50/340 Metal edging angles for movement joints; |  | Metal edging angles for movement joints are described by characteristics such as material, finish and size. An example use may be within a cementitious site-batched-and-mixed mortar tanking system.
Pr_35_90_53_53 | 35 | 90 | 53 | 53 | Metal section movement joints | メタルセクションムーブメントジョイント |  | 45-75-50/350 Metal section movement joints; |  | Metal section movement joints are described by characteristics such as joint width (nominal), edging and insert. An example use may be within a bonded or partially bonded cementitious levelling screed system.
Pr_35_90_53_54 | 35 | 90 | 53 | 54 | Minor flat roofing movement joints | マイナーな平らな屋根の動きの接合箇所 |  | 45-75-50/360 Minor movement joints in flat roofing; |  | Minor movement joints in flat roofing are described by characteristics such as joint width and insert. An example use may be within a mastic asphalt cold roof covering system.
Pr_35_90_53_72 | 35 | 90 | 53 | 72 | Resin flooring strip movement joints | 樹脂製フローリングストリップムーブメントジョイント |  | 45-75-50/420 Strip movement joints for resin flooring; |  | Strip movement joints for resin flooring are described by characteristics such as joint width, edging and insert. An example use may be within a resin flooring system.
Pr_35_90_53_85 | 35 | 90 | 53 | 85 | Sprayed monolithic coating movement joints | スプレー式モノリシックコーティングムーブメントジョイント |  | 45-75-50/390 Movement joints to sprayed monolithic coatings; |  | Movement joints to sprayed monolithic coatings are described by characteristics such as joint type.
Pr_35_90_53_86 | 35 | 90 | 53 | 86 | Strip movement joints | ストリップジョイント |  | 45-75-50/410 Strip movement joints; |  | Strip movement joints are described by characteristics such as joint width, edging and insert. An example use may be within a bonded or partially bonded cementitious levelling screed system.
Pr_35_90_53_88 | 35 | 90 | 53 | 88 | Timber flooring movement joints | 木材フローリングジョイント |  | 45-75-50/380 Movement joints in wood flooring; |  | Movement joints in wood flooring are described by characteristics such as joint width, section and insert.
Pr_35_90_53_93 | 35 | 90 | 53 | 93 | Unplasticized polyvinyl chloride (PVC-U) external render and plaster movement joints | 可塑化されていないポリ塩化ビニル（PVC-U）の外部レンダリングおよび石膏の動きのジョイント |  | 45-75-50/400 PVC-U movement joints for external render or plaster; |  | Pvc-u movement joints for external render or plaster are described by characteristics such as colour, to suit render or plaster depth of and fixings. An example use may be within a metal lathing on framing system.
Pr_35_90_60 | 35 | 90 | 60 |  | Paving studs and inserts | スタッドとインサートの舗装 |  |  |  | Demarcation inserts are described by characteristics such as material, profile and size. An example use may be within a porous asphalt concrete sports paving system.
Pr_35_90_60_22 | 35 | 90 | 60 | 22 | Demarcation inserts | 境界挿入 |  | 45-20-62/325 Demarcation inserts; |  | Demarcation inserts are described by characteristics such as material, profile and size. An example use may be within a porous asphalt concrete sports paving system.
Pr_35_90_60_41 | 35 | 90 | 60 | 41 | Illuminated road studs | 照明付き道路スタッド
Pr_35_90_60_57 | 35 | 90 | 60 | 57 | Non-reflecting road studs | 無反射道路スタッド
Pr_35_90_60_62 | 35 | 90 | 60 | 62 | Pedestrian delineation road studs | 歩行者の描写道路スタッド |  | 45-20-62/365 Pedestrian delineation road studs; |  | Pedestrian delineation road studs are described by characteristics such as material, profile and dimensions.
Pr_35_90_60_71 | 35 | 90 | 60 | 71 | Retroreflecting road studs | 再帰反射道路スタッド |  | 45-20-80/347 Retroreflecting road studs; |  | Retroreflecting road studs are described by characteristics such as standards, format and classification.
Pr_35_90_60_77 | 35 | 90 | 60 | 77 | Skateboard deterrent devices | スケートボード抑止装置 |  | 45-20-62/360 Skateboard deterrent studs; |  | Skateboard deterrent studs are described by characteristics such as material, profile and size. An example use may be within a porous asphalt concrete sports paving system.
Pr_35_90_60_78 | 35 | 90 | 60 | 78 | Slip-resistant cast inserts | 滑りにくい鋳造インサート |  | 45-20-62/335 Slip-resistant cast inserts; |  | Slip-resistant cast inserts are described by characteristics such as material, format and thickness (minimum). An example use may be within a suspended external ramp system.
Pr_35_90_60_79 | 35 | 90 | 60 | 79 | Slip-resistant rebate inserts | 滑りにくいリベートインサート |  | 45-20-62/340 Slip-resistant rebate inserts; |  | Slip-resistant rebate inserts are described by characteristics such as material, format and thickness (minimum). An example use may be within a suspended external ramp system.
Pr_35_90_60_87 | 35 | 90 | 60 | 87 | Tactile paving studs | 触覚舗装スタッド |  | 45-20-62/350 Tactile paving studs; |  | Tactile paving studs are described by characteristics such as material, profile and size. An example use may be within a porous asphalt concrete sports paving system.
Pr_35_90_87 | 35 | 90 | 87 |  | Tapes, strips and profile fillers | テープ、ストリップ、プロファイルフィラー |  |  |  | Acrylic adhesive fixing tape are described by characteristics such as material, bond and size. An example use may be within a mirror glazing system.
Pr_35_90_87_01 | 35 | 90 | 87 | 01 | Acrylic adhesive fixing tapes | アクリル系粘着固定テープ |  | 45-75-90/305 Acrylic adhesive fixing tape; |  | Acrylic adhesive fixing tape are described by characteristics such as material, bond and size. An example use may be within a mirror glazing system.
Pr_35_90_87_02 | 35 | 90 | 87 | 02 | Acrylic adhesive sealant tapes | アクリル系粘着シールテープ |  | 45-75-90/307 Acrylic adhesive sealant tape; |  | Acrylic adhesive sealant tape are described by characteristics such as material, bond and fire performance.
Pr_35_90_87_03 | 35 | 90 | 87 | 03 | Aluminium conductor tapes | アルミ導体テープ
Pr_35_90_87_04 | 35 | 90 | 87 | 04 | Aluminium foil tapes | アルミホイルテープ |  | 45-75-90/310 Aluminium foil tape; |  | Aluminium foil tape are described by characteristics such as bond and size. An example use may be within a fibre cement profiled sheet roof covering system.
Pr_35_90_87_07 | 35 | 90 | 87 | 07 | Butyl rubber adhesive tapes | ブチルゴム粘着テープ |  | 45-75-90/330 Butyl rubber adhesive tape; |  | Butyl rubber adhesive tape are described by characteristics such as bond, core and size. An example use may be within a metal profiled sheet cladding system.
Pr_35_90_87_08 | 35 | 90 | 87 | 08 | Butyl rubber preformed strips | ブチルゴム製プレフォームストリップ |  | 45-75-90/315 Butyl rubber preformed strips; |  | Butyl rubber preformed strips are described by characteristics such as shape and size and colour. An example use may be within a cold-applied liquid floor damp-proofing system.
Pr_35_90_87_09 | 35 | 90 | 87 | 09 | Butyl rubber sealant tapes | ブチルゴムシーラントテープ |  | 45-75-90/320 Butyl rubber sealant tape; |  | Butyl rubber sealant tape are described by characteristics such as core material, bond and size. An example use may be within a plastics profiled sheet cladding system.
Pr_35_90_87_10 | 35 | 90 | 87 | 10 | Butyl rubber fleece tapes | ブチルゴムフリーステープ |  | 45-75-90/325 Butyl rubber tape fleece; |  | Butyl rubber tape fleece are described by characteristics such as material, size and colour.
Pr_35_90_87_15 | 35 | 90 | 87 | 15 | Copper conductor tapes | 銅導体テープ
Pr_35_90_87_23 | 35 | 90 | 87 | 23 | Double-sided tape damp-proof course joint sealers | 両面テープ防湿コースジョイントシーラー
Pr_35_90_87_25 | 35 | 90 | 87 | 25 | Ethylene propylene diene monomer (EPDM)-coated expanded polyethylene (PE) foam profile fillers | エチレンプロピレンジエンモノマー（EPDM）コーティングされた発泡ポリエチレン（PE）フォームプロファイルフィラー |  | 45-75-90/335 EPDM coated expanded polyethylene foam profile fillers; |  | Epdm coated expanded polyethylene foam profile fillers are described by characteristics such as profile, thickness and colour. An example use may be within a plastics profiled sheet cladding system.
Pr_35_90_87_26 | 35 | 90 | 87 | 26 | Expanded polyethylene (PE) foam profile fillers | 発泡ポリエチレン（PE）フォームプロファイルフィラー |  | 45-75-90/340 Expanded polyethylene foam profile fillers; |  | Expanded polyethylene foam profile fillers are described by characteristics such as material, profile and colour. An example use may be within a plastics profiled sheet cladding system.
Pr_35_90_87_27 | 35 | 90 | 87 | 27 | Expanded polyethylene (PE) foam strips | 発泡ポリエチレン（PE）発泡ストリップ |  | 45-75-90/345 Expanded polyethylene foam strip; |  | Expanded polyethylene foam strip are described by characteristics such as weathering test, recovery and fire rating. An example use may be within an in situ reinforced concrete wall structure system.
Pr_35_90_87_28 | 35 | 90 | 87 | 28 | Expanded polystyrene (EPS) foam strips | 発泡スチロール（EPS）フォームストリップ |  | 45-75-90/350 Expanded polystyrene foam strip; |  | Expanded polystyrene foam strip are described by characteristics such as thickness (minimum), fire performance and density. An example use may be within an in situ glass block wall system.
Pr_35_90_87_30 | 35 | 90 | 87 | 30 | Fire-resistant glazing tapes | 耐火グレージングテープ |  | 45-75-90/355 Fire-resistant glazing tape; |  | Fire-resistant glazing tape are described by characteristics such as material, coating and size. An example use may be within a bead-fixed single glazing system.
Pr_35_90_87_31 | 35 | 90 | 87 | 31 | Flash tapes | フラッシュテープ
Pr_35_90_87_34 | 35 | 90 | 87 | 34 | Glass fibre mesh repair tapes | ガラス繊維メッシュ修理テープ |  | 45-75-90/360 Glass fibre mesh repair tape; |  | Glass fibre mesh repair tape are described by characteristics such as bond and size.
Pr_35_90_87_37 | 35 | 90 | 87 | 37 | Heat-bonded carpet tapes | 熱接着カーペットテープ |  | 45-75-90/365 Heat-bonded carpet tape; |  | Heat-bonded carpet tape are described by characteristics such as backing, bond and size. An example use may be within an edge-fixed carpeting system.
Pr_35_90_87_41 | 35 | 90 | 87 | 41 | Intumescent tapes | 膨張テープ |  | 45-75-90/370 Intumescent tape; |  | Intumescent tape are described by characteristics such as material, bond and size. An example use may be within a rooflight system.
Pr_35_90_87_42 | 35 | 90 | 87 | 42 | Isolating tapes | 絶縁テープ |  | 45-75-90/375 Isolating tape; |  | Isolating tape are described by characteristics such as material and size. An example use may be within a metal profiled sheet cladding system.
Pr_35_90_87_52 | 35 | 90 | 87 | 52 | Metal strip-reinforced paper tapes | 金属ストリップ強化紙テープ |  | 45-75-90/380 Metal strip reinforced paper tape; |  | Metal strip reinforced paper tape are described by characteristics such as width. An example use may be within a panel partition system.
Pr_35_90_87_54 | 35 | 90 | 87 | 54 | Mineral fibre profile fillers | 鉱物繊維プロファイルフィラー |  | 45-75-90/390 Mineral fibre profile fillers; |  | Mineral fibre profile fillers are described by characteristics such as fire performance, acoustic performance (rw) and material.
Pr_35_90_87_56 | 35 | 90 | 87 | 56 | Non-impregnated foam glazing tapes | 非含浸発泡グレージングテープ |  | 45-75-90/395 Non impregnated foam glazing tape; |  | Non impregnated foam glazing tape are described by characteristics such as material, bond and thickness. An example use may be within a daylight pipe system.
Pr_35_90_87_60 | 35 | 90 | 87 | 60 | Paper jointing tapes | 紙継ぎテープ |  | 45-75-90/400 Paper jointing tape; |  | Paper jointing tape are described by characteristics such as width. An example use may be within a gypsum board wall lining system.
Pr_35_90_87_64 | 35 | 90 | 87 | 64 | Polyethylene (PE) debonding tapes | ポリエチレン（PE）剥離テープ |  | 45-75-90/405 Polyethylene debonding tape; |  | Polyethylene debonding tape are described by characteristics such as bond, width and execution. An example use may be within a precast non-glazed smoke venting system.
Pr_35_90_87_66 | 35 | 90 | 87 | 66 | Polytetrafluoroethylene (PTFE) tapes | ポリテトラフルオロエチレン（PTFE）テープ |  | 45-75-90/412 PTFE thread sealing tape; |  | Ptfe thread sealing tape are described by characteristics such as standards, material and thickness. An example use may be within an above ground wastewater drainage system with internal stacks.
Pr_35_90_87_67 | 35 | 90 | 87 | 67 | Preformed butyl shim glazing tapes | プレフォームドブチルシムグレージングテープ |  | 45-75-90/410 Pre-formed butyl shim glazing tape; |  | Pre-formed butyl shim glazing tape are described by characteristics such as material, bond and thickness. An example use may be within a daylight pipe system.
Pr_35_90_87_71 | 35 | 90 | 87 | 71 | Resin impregnated pre-compressed foam sealing strips | 樹脂含浸事前圧縮フォームシーリングストリップ |  | 45-75-90/413 Resin impregnated pre-compressed foam sealing strips; |  | Resin impregnated pre-compressed foam sealing strips are described by characteristics such as materials and sizes. An example use may be within a precast concrete silt trap and flow control chamber system for below ground drainage.
Pr_35_90_87_72 | 35 | 90 | 87 | 72 | Retroreflective self-adhesive tapes | 再帰反射自己粘着テープ |  | 45-75-90/415 Retroreflective self adhesive tape; |  | Retroreflective self adhesive tape are described by characteristics such as colour and width. An example use may be within a metal beam vehicle safety fence system.
Pr_35_90_87_77 | 35 | 90 | 87 | 77 | Self-adhesive bitumen tapes | 粘着性のアスファルトテープ |  | 45-75-90/420 Self adhesive bitumen tape; |  | Self adhesive bitumen tape are described by characteristics such as bond, core and size. An example use may be within a loose-laid polyethylene membrane overslab damp-proofing system.
Pr_35_90_87_78 | 35 | 90 | 87 | 78 | Self-adhesive sports marking tapes | 粘着式スポーツマーキングテープ |  | 45-20-62/330 Self-adhesive sports marking tapes; |  | Self-adhesive sports marking tapes are described by characteristics such as purpose and colour. An example use may be within a porous asphalt concrete sports paving system.
Pr_35_90_87_84 | 35 | 90 | 87 | 84 | Structural glazing tapes | 構造用グレージングテープ |  | 45-75-90/425 Structural glazing tape; |  | Structural glazing tape are described by characteristics such as material, coating and thickness. An example use may be within a bead-fixed single glazing system.
Pr_35_90_87_85 | 35 | 90 | 87 | 85 | Synthetic closed cell foam rubber profile fillers | 合成クローズドセルフォームラバープロファイルフィラー |  | 45-75-90/430 Synthetic closed cell foam rubber profile fillers; |  | Synthetic closed cell foam rubber profile fillers are described by characteristics such as material, profile and thickness. An example use may be within a plastics profiled sheet cladding system.
Pr_35_90_87_86 | 35 | 90 | 87 | 86 | Synthetic rubber strips | 合成ゴムストリップ |  | 45-75-90/435 Synthetic rubber strip; |  | Synthetic rubber strip are described by characteristics such as material, grade and thickness. An example use may be within a wood-based rigid sheet floating floor system.
Pr_35_90_87_97 | 35 | 90 | 87 | 97 | Water polo field marking lines | 水球フィールドマーキングライン |  | 45-35-90/475 Water polo field marking lines; |  | Water polo field marking lines are described by characteristics such as floats, lines and tension springs. An example use may be within a competitive swimming pool equipment systems.
Pr_35_90_87_98 | 35 | 90 | 87 | 98 | Woven glass fibre fabric strips | 編まれたガラス繊維の生地のストリップ |  | 45-75-90/440 Woven glass fibre fabric strips; |  | Woven glass fibre fabric strips are described by characteristics such as thickness. An example use may be within a cold-applied liquid floor damp-proofing system.
Pr_35_90_93 | 35 | 90 | 93 |  | Unit roofing fittings | ユニット屋根継手 |  |  |  | Bitumen membrane shingles capping are described by characteristics such as recycled content, colour and accessories. An example use may be within a bitumen membrane shingle roofing system.
Pr_35_90_93_07 | 35 | 90 | 93 | 07 | Bitumen membrane shingle cappings | アスファルト膜帯状疱疹のキャッピング |  | 45-80-90/312 Bitumen membrane shingles capping; |  | Bitumen membrane shingles capping are described by characteristics such as recycled content, colour and accessories. An example use may be within a bitumen membrane shingle roofing system.
Pr_35_90_93_12 | 35 | 90 | 93 | 12 | Clay tile hip fittings | クレイタイルヒップフィッティング |  | 45-80-90/322 Clay tiles hip fittings; |  | Clay tiles hip fittings are described by characteristics such as durability, form and recycled content. An example use may be within a fibre cement slate roofing system.
Pr_35_90_93_13 | 35 | 90 | 93 | 13 | Clay tile ridge fittings | クレイタイルリッジフィッティング |  | 45-80-90/330 Clay tiles ridge fittings; |  | Clay tiles ridge fittings are described by characteristics such as durability, form and recycled content. An example use may be within an interlocking tile roofing system.
Pr_35_90_93_14 | 35 | 90 | 93 | 14 | Clay tile roof slope ventilation fittings | クレイタイル屋根スロープ換気継手 |  | 45-80-90/332 Clay tiles roof slope ventilation fittings; |  | Clay tiles roof slope ventilation fittings are described by characteristics such as durability, form and colour. An example use may be within an interlocking tile roofing system.
Pr_35_90_93_15 | 35 | 90 | 93 | 15 | Clay tile valley fittings | クレイタイルバレーフィッティング |  | 45-80-90/334 Clay tiles valley fittings; |  | Clay tiles valley fittings are described by characteristics such as durability, form and colour. An example use may be within a plain tile roofing system.
Pr_35_90_93_16 | 35 | 90 | 93 | 16 | Clay tile verge fittings | クレイタイルエッジフィッティング |  | 45-80-90/336 Clay tiles verge fittings; |  | Clay tiles verge fittings are described by characteristics such as durability, form and colour. An example use may be within an interlocking tile roofing system.
Pr_35_90_93_19 | 35 | 90 | 93 | 19 | Concrete tile hip fittings | コンクリートタイルのヒップフィッティング |  | 45-80-90/342 Concrete tiles hip fittings; |  | Concrete tiles hip fittings are described by characteristics such as form, recycled content and colour. An example use may be within a fibre cement slate roofing system.
Pr_35_90_93_21 | 35 | 90 | 93 | 21 | Concrete tile ridge fittings | コンクリートタイル棟継手 |  | 45-80-90/350 Concrete tiles ridge fittings; |  | Concrete tiles ridge fittings are described by characteristics such as form, recycled content and colour. An example use may be within an interlocking tile roofing system.
Pr_35_90_93_22 | 35 | 90 | 93 | 22 | Concrete tile roof slope ventilation fittings | コンクリートタイル屋根傾斜換気器具 |  | 45-80-90/352 Concrete tiles roof slope ventilation fittings; |  | Concrete tiles roof slope ventilation fittings are described by characteristics such as form and colour. An example use may be within an interlocking tile roofing system.
Pr_35_90_93_23 | 35 | 90 | 93 | 23 | Concrete tile valley fittings | コンクリートタイルバレーフィッティング |  | 45-80-90/354 Concrete tiles valley fittings; |  | Concrete tiles valley fittings are described by characteristics such as form, colour and accessories. An example use may be within a plain tile roofing system.
Pr_35_90_93_24 | 35 | 90 | 93 | 24 | Concrete tile verge fittings | コンクリートタイル縁継手 |  | 45-80-90/356 Concrete tiles verge fittings; |  | Concrete tiles verge fittings are described by characteristics such as form, colour and accessories. An example use may be within an interlocking tile roofing system.
Pr_35_90_93_26 | 35 | 90 | 93 | 26 | Dentil slips | デンティルスリップ |  | 45-80-90/445 Dentil slips; |  | Dentil slips are described by characteristics such as colour, size and recycled content. An example use may be within an interlocking tile roofing system.
Pr_35_90_93_27 | 35 | 90 | 93 | 27 | Dry fixing abutments | 乾式固定アバットメント |  | 45-80-90/372 Dry fixing abutments; |  | Dry fixing abutments are described by characteristics such as form and accessories. An example use may be within a natural slate roofing system.
Pr_35_90_93_28 | 35 | 90 | 93 | 28 | Dry fixing hips | 乾式棟包み |  | 45-80-90/374 Dry fixing hips; |  | Dry fixing hips are described by characteristics such as form and accessories. An example use may be within a reconstituted slate roofing system.
Pr_35_90_93_29 | 35 | 90 | 93 | 29 | Dry fixing ridges | 乾燥固定リッジ |  | 45-80-90/376 Dry fixing ridges; |  | Dry fixing ridges are described by characteristics such as form and accessories. An example use may be within a metal tile roofing system.
Pr_35_90_93_30 | 35 | 90 | 93 | 30 | Dry fixing verges | 乾式修正寸前 |  | 45-80-90/378 Dry fixing verges; |  | Dry fixing verges are described by characteristics such as form and accessories. An example use may be within a fibre cement slate roofing system.
Pr_35_90_93_32 | 35 | 90 | 93 | 32 | Fibre-cement slate hip fittings | ファイバーセメントスレートヒップフィッティング |  | 45-80-90/364 Fibre cement slates hip fittings; |  | Fibre cement slates hip fittings are described by characteristics such as form, colour and accessories. An example use may be within a fibre cement slate roofing system.
Pr_35_90_93_33 | 35 | 90 | 93 | 33 | Fibre-cement slate ridge fittings | ファイバーセメントスレートリッジフィッティング |  | 45-80-90/366 Fibre cement slates ridge fittings; |  | Fibre cement slates ridge fittings are described by characteristics such as form, colour and accessories.
Pr_35_90_93_34 | 35 | 90 | 93 | 34 | Fibre-cement slate roof slope ventilation fittings | ファイバーセメントスレートルーフスロープベンチレーションフィッティング |  | 45-80-90/368 Fibre cement slates roof slope ventilation fittings; |  | Fibre cement slates roof slope ventilation fittings are described by characteristics such as form and colour. An example use may be within a fibre cement slate roofing system.
Pr_35_90_93_35 | 35 | 90 | 93 | 35 | Fibre-cement slate verge fittings | ファイバーセメントスレートヴァージフィッティング |  | 45-80-90/370 Fibre cement slates verge fittings; |  | Fibre cement slates verge fittings are described by characteristics such as form, colour and accessories. An example use may be within a fibre cement slate roofing system.
Pr_35_90_93_51 | 35 | 90 | 93 | 51 | Metal tile hip fittings | メタルタイルヒップフィッティング |  | 45-80-90/382 Metal tiles hip fittings; |  | Metal tiles hip fittings are described by characteristics such as fittings, colour and accessories. An example use may be within a metal tile roofing system.
Pr_35_90_93_52 | 35 | 90 | 93 | 52 | Metal tile ridge fittings | 金属タイル棟継手 |  | 45-80-90/384 Metal tiles ridge fittings; |  | Metal tiles ridge fittings are described by characteristics such as fittings, colour and accessories. An example use may be within a metal tile roofing system.
Pr_35_90_93_53 | 35 | 90 | 93 | 53 | Metal tile verge fittings | 金属タイルのバージ継手 |  | 45-80-90/386 Metal tiles verge fittings; |  | Metal tiles verge fittings are described by characteristics such as fittings, colour and accessories. An example use may be within a metal tile roofing system.
Pr_35_90_93_72 | 35 | 90 | 93 | 72 | Reconstituted slate roof slope ventilation fittings | 復元されたスレート屋根のスロープの換気器具 |  | 45-80-90/392 Reconstituted slates roof slope ventilation fittings; |  | Reconstituted slates roof slope ventilation fittings are described by characteristics such as form and colour. An example use may be within a reconstituted slate roofing system.
Pr_35_90_93_96 | 35 | 90 | 93 | 96 | Wood shake fittings | ウッドシェイクフィッティング |  | 45-80-90/412 Wood shakes fittings; |  | Wood shakes fittings are described by characteristics such as supplied by, species and fittings. An example use may be within a wood shake or shingle roofing system.
Pr_35_90_93_97 | 35 | 90 | 93 | 97 | Wood shingle fittings | ウッドシングルフィッティング |  | 45-80-90/416 Wood shingles fittings; |  | Wood shingles fittings are described by characteristics such as supplied by, species and fittings. An example use may be within a wood shake or shingle roofing system.
Pr_35_93 | 35 | 93 |  |  | Unit covering and finish products | ユニットカバーと完成品
Pr_35_93_13 | 35 | 93 | 13 |  | Ceiling infill units | 天井面材ユニット |  |  |  | Cement bonded wood wool infill units are described by characteristics such as structure, voc emissions and recycled content. An example use may be within a unit (modular) suspended ceiling system.
Pr_35_93_13_13 | 35 | 93 | 13 | 13 | Cement-bonded wood wool infill units | セメント結合ウッドウールインフィルユニット |  | 45-80-40/310 Cement bonded wood wool infill units; |  | Cement bonded wood wool infill units are described by characteristics such as structure, voc emissions and recycled content. An example use may be within a unit (modular) suspended ceiling system.
Pr_35_93_13_30 | 35 | 93 | 13 | 30 | Fibre-reinforced gypsum infill units | 繊維強化石膏インフィルユニット |  | 45-80-40/360 Fibre reinforced gypsum infill units; |  | Fibre reinforced gypsum infill units are described by characteristics such as material, voc emissions and recycled content. An example use may be within a unit (modular) suspended ceiling system.
Pr_35_93_13_51 | 35 | 93 | 13 | 51 | Metal infill units | 金属充填ユニット |  | 45-80-40/320 Metal infill units; |  | Metal infill units are described by characteristics such as unit type, material and recycled content. An example use may be within a unit (modular) suspended ceiling system.
Pr_35_93_13_53 | 35 | 93 | 13 | 53 | Mineral fibre infill units | 鉱物繊維充填ユニット |  | 45-80-40/330 Mineral fibre infill units; |  | Mineral fibre infill units are described by characteristics such as unit type, material and voc emissions. An example use may be within a unit (modular) suspended ceiling system.
Pr_35_93_13_58 | 35 | 93 | 13 | 58 | Open cell infill units | オープンセルインフィルユニット |  | 45-80-40/340 Open cell infill units; |  | Open cell infill units are described by characteristics such as material, voc emissions and recycled content. An example use may be within a unit (modular) suspended ceiling system.
Pr_35_93_13_61 | 35 | 93 | 13 | 61 | Panel diffuser infill units | パネルディフューザーインフィルユニット |  | 45-80-40/350 Panel diffusers infill units; |  | Panel diffusers infill units are described by characteristics such as material, voc emissions and recycled content.
Pr_35_93_13_65 | 35 | 93 | 13 | 65 | Profiled metal acoustic panels | 異形金属音響パネル |  | 45-80-40/405 Profiled metal acoustic panel; |  | Profiled metal acoustic panel are described by characteristics such as form, rigidity and application.
Pr_35_93_13_71 | 35 | 93 | 13 | 71 | Resin-bonded mineral wool infill units | 樹脂接着ミネラルウールインフィルユニット |  | 45-80-40/370 Resin bonded mineral wool infill units; |  | Resin bonded mineral wool infill units are described by characteristics such as material, voc emissions and recycled content. An example use may be within a unit (modular) suspended ceiling system.
Pr_35_93_13_73 | 35 | 93 | 13 | 73 | Rigid urethane foam infill units | 硬質ウレタンフォームインフィルユニット |  | 45-80-40/380 Rigid urethane foam infill units; |  | Rigid urethane foam infill units are described by characteristics such as voc emissions, recycled content and unit size. An example use may be within a unit (modular) suspended ceiling system.
Pr_35_93_13_80 | 35 | 93 | 13 | 80 | Sound attenuator infill units | 音響減衰器充填ユニット |  | 45-80-40/400 Sound attenuators; |  | Sound attenuators are described by characteristics such as form, rigidity and application. An example use may be within an acoustic baffle suspended ceiling system.
Pr_35_93_13_94 | 35 | 93 | 13 | 94 | Veneered wood composite infill units | ベニヤウッド複合材充填ユニット |  | 45-80-40/390 Veneered wood composite infill units; |  | Veneered wood composite infill units are described by characteristics such as grid type, material and voc emissions. An example use may be within a unit (modular) suspended ceiling system.
Pr_35_93_96 | 35 | 93 | 96 |  | Wall and floor tile units | 壁と床のタイルユニット |  |  |  | Cast stone tiles or slabs are described by characteristics such as colour, finish and size. An example use may be within an internal floor tiling system.
Pr_35_93_96_10 | 35 | 93 | 96 | 10 | Cast stone slabs | キャストスラブ |  | 45-80-95/305 Cast stone tiles or slabs; |  | Cast stone tiles or slabs are described by characteristics such as colour, finish and size. An example use may be within an internal floor tiling system.
Pr_35_93_96_11 | 35 | 93 | 96 | 11 | Cast stone tiles | 石タイルをキャスト |  | 45-80-95/305 Cast stone tiles or slabs; |  | Cast stone tiles or slabs are described by characteristics such as colour, finish and size. An example use may be within an internal floor tiling system.
Pr_35_93_96_12 | 35 | 93 | 96 | 12 | Ceramic tile angle beads | セラミックタイルアングルビーズ |  | 45-80-95/350 Ceramic tile angle beads; |  | Ceramic tile angle beads are described by characteristics such as moulding type, colour and finish. An example use may be within an internal wall tiling system.
Pr_35_93_96_13 | 35 | 93 | 96 | 13 | Ceramic tile borders | セラミックタイルの枠 |  | 45-80-95/355 Ceramic tile borders; |  | Ceramic tile borders are described by characteristics such as moulding type, colour and finish. An example use may be within an internal wall tiling system.
Pr_35_93_96_14 | 35 | 93 | 96 | 14 | Ceramic tile cove skirtings | セラミックタイルの入り江の幅木 |  | 45-80-95/360 Ceramic tile cove skirtings; |  | Ceramic tile cove skirtings are described by characteristics such as colour, finish and size. An example use may be within an internal wall tiling system.
Pr_35_93_96_15 | 35 | 93 | 96 | 15 | Ceramic tile floor channels | セラミックタイルの床チャネル |  | 45-80-95/365 Ceramic tile floor channels; |  | Ceramic tile floor channels are described by characteristics such as colour, finish and size. An example use may be within an external floor tiling system.
Pr_35_93_96_16 | 35 | 93 | 96 | 16 | Ceramic tile round edges | セラミックタイルラウンドエッジ |  | 45-80-95/370 Ceramic tile round edges; |  | Ceramic tile round edges are described by characteristics such as colour, finish and size. An example use may be within an internal wall tiling system.
Pr_35_93_96_17 | 35 | 93 | 96 | 17 | Ceramic tile sit-on skirtings | セラミックタイルの座る幅木 |  | 45-80-95/375 Ceramic tile sit-on skirtings; |  | Ceramic tile sit-on skirtings are described by characteristics such as colour, finish and size. An example use may be within an internal wall tiling system.
Pr_35_93_96_18 | 35 | 93 | 96 | 18 | Ceramic tile step treads | セラミックタイルステップトレッド |  | 45-80-95/380 Ceramic tile step treads; |  | Ceramic tile step treads are described by characteristics such as colour, finish and size. An example use may be within an external floor tiling system.
Pr_35_93_96_19 | 35 | 93 | 96 | 19 | Ceramic tiles | セラミックタイル |  | 45-80-95/310 Ceramic tiles; |  | Ceramic tiles are described by characteristics such as colour, finish and size. An example use may be within an internal floor tiling system.
Pr_35_93_96_21 | 35 | 93 | 96 | 21 | Concrete tiles | コンクリートタイル |  | 45-80-95/315 Concrete tiles; |  | Concrete tiles are described by characteristics such as colour, finish and size. An example use may be within an internal floor tiling system.
Pr_35_93_96_34 | 35 | 93 | 96 | 34 | Graphic-printed porcelain tiles | グラフィックプリントの磁器タイル
Pr_35_93_96_53 | 35 | 93 | 96 | 53 | Mosaic tiles | モザイクタイル |  | 45-80-95/320 Mosaic tiles; |  | Mosaic tiles are described by characteristics such as colour, pattern and finish. An example use may be within an internal floor tiling system.
Pr_35_93_96_56 | 35 | 93 | 96 | 56 | Natural stone wall and floor slabs | 天然石の壁と床のスラブ |  | 45-80-95/327 Natural stone slabs; |  | Natural stone slabs are described by characteristics such as stone, name (traditional) and petrological family. An example use may be within an internal floor tiling system.
Pr_35_93_96_57 | 35 | 93 | 96 | 57 | Natural stone tiles | 天然石タイル |  | 45-80-95/325 Natural stone tiles or slabs; |  | Natural stone tiles or slabs are described by characteristics such as form, stone and size. An example use may be within a terrazzo wall tiling system.
Pr_35_93_96_63 | 35 | 93 | 96 | 63 | Porcelain tiles | 磁器タイル
Pr_35_93_96_66 | 35 | 93 | 96 | 66 | Quarry tile borders | 採石場のタイル枠
Pr_35_93_96_67 | 35 | 93 | 96 | 67 | Quarry tile cove skirtings | 採石場タイル入り江の幅木 |  | 45-80-95/385 Quarry tile cove skirtings; |  | Quarry tile cove skirtings are described by characteristics such as colour, size and thickness. An example use may be within an internal wall tiling system.
Pr_35_93_96_68 | 35 | 93 | 96 | 68 | Quarry tile floor channels | 採石場タイル床チャンネル |  | 45-80-95/390 Quarry tile floor channels; |  | Quarry tile floor channels are described by characteristics such as colour, size and thickness. An example use may be within an external floor tiling system.
Pr_35_93_96_70 | 35 | 93 | 96 | 70 | Quarry tile sit-on skirtings | 採石場タイルシッティングオンスカーティング |  | 45-80-95/395 Quarry tile sit on skirtings; |  | Quarry tile sit on skirtings are described by characteristics such as colour, size and thickness. An example use may be within an internal wall tiling system.
Pr_35_93_96_71 | 35 | 93 | 96 | 71 | Quarry tile step treads | 採石場のタイルステップトレッド |  | 45-80-95/400 Quarry tile step treads; |  | Quarry tile step treads are described by characteristics such as colour, size and thickness. An example use may be within an external floor tiling system.
Pr_35_93_96_72 | 35 | 93 | 96 | 72 | Quarry tiles | 採石場のタイル |  | 45-80-95/330 Quarry tiles; |  | Quarry tiles are described by characteristics such as water absorption, colour and finish. An example use may be within an internal floor tiling system.
Pr_35_93_96_85 | 35 | 93 | 96 | 85 | Stone slabs | 石板
Pr_35_93_96_86 | 35 | 93 | 96 | 86 | Stone tiles | 石タイル
Pr_35_93_96_87 | 35 | 93 | 96 | 87 | Tile matting | タイルマット |  | 45-80-95/302 Tile matting; |  | Tile matting are described by characteristics such as product reference. An example use may be within an external wall tiling system.
Pr_35_93_96_88 | 35 | 93 | 96 | 88 | Terrazzo precast units | Terrazzoプレキャストユニット |  | 45-80-95/335 Terrazzo precast units; |  | Terrazzo precast units are described by characteristics such as profiles and accessories, finish and colour. An example use may be within a terrazzo floor covering system.
Pr_35_93_96_89 | 35 | 93 | 96 | 89 | Terrazzo tile skirtings | テラゾータイルの幅木 |  | 45-80-95/405 Terrazzo skirtings; |  | Terrazzo skirtings are described by characteristics such as finish, colour and sizes. An example use may be within a terrazzo wall tiling system.
Pr_35_93_96_90 | 35 | 93 | 96 | 90 | Terrazzo tiles | テラゾータイル |  | 45-80-95/340 Terrazzo tiles; |  | Terrazzo tiles are described by characteristics such as finish, colour and sizes. An example use may be within a terrazzo wall tiling system.
Pr_35_93_96_92 | 35 | 93 | 96 | 92 | Tile spacers | タイルスペーサー |  | 45-80-95/410 Spacers (left in place); |  | Spacers (left in place) are described by characteristics such as size, material and profile. An example use may be within an internal wall tiling system.
Pr_35_93_97 | 35 | 93 | 97 |  | Wood block units | ウッドブロックユニット |  |  |  | Composition blocks are described by characteristics such as voc emissions, size and colour. An example use may be within a composition block flooring system.
Pr_35_93_97_15 | 35 | 93 | 97 | 15 | Composition blocks | 構成ブロック |  | 45-80-98/315 Composition blocks; |  | Composition blocks are described by characteristics such as voc emissions, size and colour. An example use may be within a composition block flooring system.
Pr_35_93_97_52 | 35 | 93 | 97 | 52 | Mosaic panels | モザイクパネル |  | 45-80-98/310 Mosaic panels; |  | Mosaic panels are described by characteristics such as voc emissions, requirements and species. An example use may be within a mosaic parquet panel flooring system.
Pr_35_93_97_96 | 35 | 93 | 97 | 96 | Wood blocks | ウッドブロック |  | 45-80-98/305 Wood blocks; |  | Wood blocks are described by characteristics such as voc emissions, requirements and species. An example use may be within a wood block flooring system.
Pr_40 | 40 |  |  |  | Signage, sanitary fittings and fittings, furnishing and equipment (FF&E) products | 看板、サニタリー継手および付属品、備品および設備（FF＆E）製品
Pr_40_10 | 40 | 10 |  |  | Signage products | サイネージ製品
Pr_40_10_57 | 40 | 10 | 57 |  | Notices, identification and labels | 通知、識別、ラベル |  |  |  | Electrical diagrams generally are described by characteristics such as material, format and information to be included. An example use may be within a hydraulic lift system.
Pr_40_10_57_10 | 40 | 10 | 57 | 10 | Burnt clay warning marker tiles | 焦粘土警告マーカータイル
Pr_40_10_57_12 | 40 | 10 | 57 | 12 | Cable marker tags | ケーブルマーカータグ
Pr_40_10_57_15 | 40 | 10 | 57 | 15 | Concrete warning marker tiles | コンクリート警告マーカータイル
Pr_40_10_57_21 | 40 | 10 | 57 | 21 | Door number labels | ドア番号ラベル
Pr_40_10_57_23 | 40 | 10 | 57 | 23 | Electrical diagrams | 電気回路図 |  | 90-90-55/395 Electrical diagrams generally; |  | Electrical diagrams generally are described by characteristics such as material, format and information to be included. An example use may be within a hydraulic lift system.
Pr_40_10_57_24 | 40 | 10 | 57 | 24 | Electrical identification labels | 電気識別ラベル |  | 90-90-55/310 Electrical identification and notices; |  | Electrical identification and notices generally are described by characteristics such as standards. An example use may be within a combined heat and power system.
Pr_40_10_57_25 | 40 | 10 | 57 | 25 | Electrical shock treatment signs | 電気ショック治療の兆候 |  | 90-90-55/320 Electrical shock treatment signs; |  | Electrical shock treatment signs are described by characteristics such as format. An example use may be within a hydraulic lift system.
Pr_40_10_57_26 | 40 | 10 | 57 | 26 | Engraved mechanical plant and equipment identification labels | 刻印された機械設備と機器の識別ラベル |  | 90-90-55/480 Mechanical plant and equipment identification labels generally; |  | Mechanical plant and equipment identification labels generally are described by characteristics such as material, label size and colour. An example use may be within a vehicle exhaust extract system.
Pr_40_10_57_27 | 40 | 10 | 57 | 27 | Engraved valve charts and schematics | 刻印されたバルブチャートと回路図 |  | 90-90-55/490 Valve charts and schematics generally; |  | Valve charts and schematics generally are described by characteristics such as material and information to be included. An example use may be within a dry riser system.
Pr_40_10_57_28 | 40 | 10 | 57 | 28 | Engraved valve identification labels | 刻印されたバルブ識別ラベル |  | 90-90-55/495 Valve identification labels generally; |  | Valve identification labels generally are described by characteristics such as material, label size and colour. An example use may be within a dry riser system.
Pr_40_10_57_29 | 40 | 10 | 57 | 29 | Equipment labels and warning notices | 機器ラベルと警告通知 |  | 90-90-55/390 Equipment labels and warning notices; |  | Equipment labels and warning notices are described by characteristics such as material, label size and colour. An example use may be within a hydraulic lift system.
Pr_40_10_57_30 | 40 | 10 | 57 | 30 | Externally illuminated emergency exit signs | 外部照明付き非常口サイン |  | 90-90-55/360 Externally illuminated emergency exit signs; |  | Externally illuminated emergency exit signs are described by characteristics such as graphical symbol format. An example use may be within a general lighting systems with prefabricated wiring.
Pr_40_10_57_32 | 40 | 10 | 57 | 32 | Fire hydrant indicator plates | 消火栓インジケータープレート |  | 90-90-55/410 Indicator plates for fire hydrants; |  | Indicator plates for fire hydrants are described by characteristics such as class, material and finish. An example use may be within a fire hydrant system.
Pr_40_10_57_36 | 40 | 10 | 57 | 36 | Heat shrink sleeves | 熱収縮スリーブ
Pr_40_10_57_39 | 40 | 10 | 57 | 39 | Images and logos | 画像とロゴ |  | 45-25-25/395 Images and logos; |  | Images and logos are described by characteristics such as material, image and overall size.
Pr_40_10_57_40 | 40 | 10 | 57 | 40 | Inclined stair lift notices | 階段昇降機の注意事項
Pr_40_10_57_43 | 40 | 10 | 57 | 43 | Induction loop system signs | 誘導ループシステムの兆候 |  | 90-90-55/330 Signage for induction loop systems; |  | Signage for induction loop systems are described by characteristics such as requirements, material and dimensions. An example use may be within an audio-frequency-induction-loop system.
Pr_40_10_57_50 | 40 | 10 | 57 | 50 | Marker posts | マーカー投稿
Pr_40_10_57_52 | 40 | 10 | 57 | 52 | Metal ductwork labels | 金属ダクト作業ラベル |  | 90-90-55/420 Identifying ductwork; |  | Identifying ductwork are described by characteristics such as identification type, colour and lettering. An example use may be within a vehicle exhaust extract system.
Pr_40_10_57_56 | 40 | 10 | 57 | 56 | Nail identification washers | ネイル識別ワッシャー
Pr_40_10_57_60 | 40 | 10 | 57 | 60 | Paper valve charts and schematics | 紙のバルブチャートと回路図 |  | 90-90-55/490 Valve charts and schematics generally; |  | Valve charts and schematics generally are described by characteristics such as material and information to be included. An example use may be within a dry riser system.
Pr_40_10_57_61 | 40 | 10 | 57 | 61 | Photoluminescent emergency signs | フォトルミネセンスの緊急サイン |  | 90-90-55/370 Photoluminescent emergency signs; |  | Photoluminescent emergency signs are described by characteristics such as standards, material and graphical symbol format. An example use may be within a general lighting systems with prefabricated wiring.
Pr_40_10_57_62 | 40 | 10 | 57 | 62 | Photoluminescent low-mounted way-guidance lighting | フォトルミネセンスローマウントウェイガイダンス照明 |  | 90-90-55/380 Photoluminescent low mounted way-guidance lighting; |  | Photoluminescent low mounted way-guidance lighting are described by characteristics such as standards and indicator type. An example use may be within a general lighting systems with prefabricated wiring.
Pr_40_10_57_63 | 40 | 10 | 57 | 63 | Plants delivery labels | 植物配達ラベル |  | 45-35-45/320 Delivery labels for plants; |  | Delivery labels for plants are described by characteristics such as labels, information required and additional information. An example use may be within a reedbed planting system.
Pr_40_10_57_64 | 40 | 10 | 57 | 64 | Plants permanent labels | 植物の恒久的なラベル |  | 45-35-45/330 Permanent labels for plants; |  | Permanent labels for plants are described by characteristics such as label type, size of label and wording. An example use may be within a reedbed planting system.
Pr_40_10_57_65 | 40 | 10 | 57 | 65 | Plastics ductwork labels | プラスチック製ダクト工事ラベル |  | 90-90-55/420 Identifying ductwork; |  | Identifying ductwork are described by characteristics such as identification type, colour and lettering. An example use may be within a vehicle exhaust extract system.
Pr_40_10_57_66 | 40 | 10 | 57 | 66 | Plastics warning marker boards | プラスチック警告マーカーボード |  | 90-90-55/450 Warning marker boards; |  | Warning marker boards are described by characteristics such as width, colours and legend. An example use may be within a taxiway lighting system.
Pr_40_10_57_67 | 40 | 10 | 57 | 67 | Platform lift notices | プラットフォームリフト通知
Pr_40_10_57_71 | 40 | 10 | 57 | 71 | Room name labels | 部屋名ラベル
Pr_40_10_57_72 | 40 | 10 | 57 | 72 | Room number labels | 部屋番号ラベル
Pr_40_10_57_76 | 40 | 10 | 57 | 76 | Screen-printed mechanical plant and equipment identification labels | スクリーン印刷された機械設備と機器の識別ラベル |  | 90-90-55/480 Mechanical plant and equipment identification labels generally; |  | Mechanical plant and equipment identification labels generally are described by characteristics such as material, label size and colour. An example use may be within a vehicle exhaust extract system.
Pr_40_10_57_77 | 40 | 10 | 57 | 77 | Screen-printed valve identification labels | スクリーン印刷されたバルブ識別ラベル |  | 90-90-55/495 Valve identification labels generally; |  | Valve identification labels generally are described by characteristics such as material, label size and colour. An example use may be within a dry riser system.
Pr_40_10_57_78 | 40 | 10 | 57 | 78 | Self-adhesive colour pipe bands | 粘着性カラーパイプバンド |  | 90-90-55/430 Identifying pipework; |  | Identifying pipework are described by characteristics such as standards and identification type. An example use may be within a commercial catering wastewater drainage system.
Pr_40_10_57_79 | 40 | 10 | 57 | 79 | Self-adhesive plastics ductwork labels and transfers | 粘着性プラスチック製ダクトのラベルとトランスファー |  | 90-90-55/420 Identifying ductwork; |  | Identifying ductwork are described by characteristics such as identification type, colour and lettering. An example use may be within a vehicle exhaust extract system.
Pr_40_10_57_86 | 40 | 10 | 57 | 86 | Surveillance system signs | 監視システムの兆候 |  | 90-90-55/340 CCTV signage; |  | Cctv signage are described by characteristics such as material, format and size. An example use may be within a cctv system.
Pr_40_10_57_88 | 40 | 10 | 57 | 88 | Telecommunications equipment and outlets labels | 通信機器およびアウトレットのラベル |  | 90-90-55/350 Labels for telecommunications equipment and outlets; |  | Labels for telecommunications equipment and outlets are described by characteristics such as material, label size and colour.
Pr_40_10_57_91 | 40 | 10 | 57 | 91 | Underground cable marker tapes | 地下ケーブルマーカーテープ
Pr_40_10_57_96 | 40 | 10 | 57 | 96 | Warning marker tapes | 警告マーカーテープ |  | 90-90-55/440 Warning marker tapes; |  | Warning marker tapes are described by characteristics such as material, colour and widths. An example use may be within a commercial catering wastewater drainage system.
Pr_40_10_57_97 | 40 | 10 | 57 | 97 | Warning marker tiles | 警告マーカータイル |  | 45-80-95/345 Warning marker tiles; |  | Warning marker tiles are described by characteristics such as material, size and colours.
Pr_40_10_57_98 | 40 | 10 | 57 | 98 | Water firefighting system identification and labels | 水消火システムの識別とラベル |  | 90-90-55/400 Identification and labels for water fire fighting systems; |  | Identification and labels for water fire fighting systems are described by characteristics such as standards. An example use may be within a dry riser system.
Pr_40_10_57_99 | 40 | 10 | 57 | 99 | Window number labels | 窓番号ラベル
Pr_40_10_77 | 40 | 10 | 77 |  | Signs and markers | サインとマーカー |  |  |  | a' boards are described by characteristics such as board, content and text. An example use may be within an internal free standing architectural signage system.
Pr_40_10_77_02 | 40 | 10 | 77 | 02 | ‘A’ boards | 「A」ボード |  | 45-35-82/305 'A' boards; |  | a' boards are described by characteristics such as board, content and text. An example use may be within an internal free standing architectural signage system.
Pr_40_10_77_04 | 40 | 10 | 77 | 04 | Alphanumeric characters | 英数字 |  | 45-35-82/310 Alpha numeric characters; |  | Alpha numeric characters are described by characteristics such as material, font type and colour. An example use may be within an internal fixed architectural signage system.
Pr_40_10_77_05 | 40 | 10 | 77 | 05 | Applied glazing details | 適用されたグレージングの詳細
Pr_40_10_77_06 | 40 | 10 | 77 | 06 | Banner signs | バナー看板 |  | 45-35-82/320 Banner signs; |  | Banner signs are described by characteristics such as fabric, layout and sign size. An example use may be within a free standing external signage system.
Pr_40_10_77_07 | 40 | 10 | 77 | 07 | Beach safety flags | ビーチ安全フラグ
Pr_40_10_77_08 | 40 | 10 | 77 | 08 | Braille signs | 点字サイン
Pr_40_10_77_11 | 40 | 10 | 77 | 11 | Cabinet signs | キャビネット看板 |  | 45-35-82/325 Cabinet signs; |  | Cabinet signs are described by characteristics such as post, cabinet and accessories. An example use may be within an internal fixed architectural signage system.
Pr_40_10_77_20 | 40 | 10 | 77 | 20 | Datum plates and markers | データムプレートとマーカー
Pr_40_10_77_22 | 40 | 10 | 77 | 22 | Designation signs | 指定標識
Pr_40_10_77_24 | 40 | 10 | 77 | 24 | Directory signs | ディレクトリ標識
Pr_40_10_77_27 | 40 | 10 | 77 | 27 | Evacuation signs | 避難標識
Pr_40_10_77_29 | 40 | 10 | 77 | 29 | Fencing safety reflectors | フェンシング安全反射板 |  | 45-25-38/450 Safety reflectors; |  | Safety reflectors are described by characteristics such as form. An example use may be within an electric security fencing system.
Pr_40_10_77_30 | 40 | 10 | 77 | 30 | Finger signs | 指サイン |  | 45-35-82/355 Finger signs; |  | Finger signs are described by characteristics such as post, fingers and content. An example use may be within a free standing external signage system.
Pr_40_10_77_31 | 40 | 10 | 77 | 31 | Fire equipment signs | 消防設備標識 |  | 45-35-82/345 Fire equipment signs; |  | Fire equipment signs are described by characteristics such as material, size and sign reference. An example use may be within a safety signage system.
Pr_40_10_77_32 | 40 | 10 | 77 | 32 | Fire escape route signs | 避難経路の標識 |  | 45-35-82/350 Escape route signs; |  | Escape route signs are described by characteristics such as material, size and text.
Pr_40_10_77_36 | 40 | 10 | 77 | 36 | Hazard delineators | ハザード区切り |  | 45-35-82/445 Hazard delineator; |  | Hazard delineator are described by characteristics such as material, fixing and dimensions.
Pr_40_10_77_37 | 40 | 10 | 77 | 37 | Highway marker posts | 高速道路マーカーポスト |  | 45-35-82/435 Highway marker post; |  | Highway marker post are described by characteristics such as material, content and colour.
Pr_40_10_77_38 | 40 | 10 | 77 | 38 | Hoarding signs | 不動産売出し看板
Pr_40_10_77_41 | 40 | 10 | 77 | 41 | Illuminated signs | 照明付き看板
Pr_40_10_77_42 | 40 | 10 | 77 | 42 | Individual letter signs | 個別の手紙サイン
Pr_40_10_77_46 | 40 | 10 | 77 | 46 | Ladder signs | はしご標識 |  | 45-35-82/360 Ladder signs; |  | Ladder signs are described by characteristics such as posts, board and content. An example use may be within a free standing external signage system.
Pr_40_10_77_50 | 40 | 10 | 77 | 50 | Mandatory action signs | 強制措置標識 |  | 45-35-82/370 Mandatory action signs; |  | Mandatory action signs are described by characteristics such as material, size and sign reference. An example use may be within a safety signage system.
Pr_40_10_77_52 | 40 | 10 | 77 | 52 | Monolith signs | モノリスの兆候 |  | 45-35-82/375 Monoliths; |  | Monoliths are described by characteristics such as material, background colour and sign size. An example use may be within an internal free standing architectural signage system.
Pr_40_10_77_53 | 40 | 10 | 77 | 53 | Moving signs | 動く看板
Pr_40_10_77_56 | 40 | 10 | 77 | 56 | Nameplates | 銘板
Pr_40_10_77_61 | 40 | 10 | 77 | 61 | Phosphorescent way-guidance tapes | 蓄光ウェイガイダンステープ
Pr_40_10_77_63 | 40 | 10 | 77 | 63 | Plaques | プラーク |  | 45-35-82/380 Plaques; |  | Plaques are described by characteristics such as material, sign size and content. An example use may be within an internal planter system.
Pr_40_10_77_64 | 40 | 10 | 77 | 64 | Platform lift signs | プラットフォームリフト標識
Pr_40_10_77_66 | 40 | 10 | 77 | 66 | Prohibition signs | 禁止標識 |  | 45-35-82/395 Prohibition signs; |  | Prohibition signs are described by characteristics such as material, size and sign reference. An example use may be within a safety signage system.
Pr_40_10_77_69 | 40 | 10 | 77 | 69 | Public access stair lift signs | 公共アクセス階段昇降標識
Pr_40_10_77_70 | 40 | 10 | 77 | 70 | Railway signs | 鉄道標識 |  | 45-35-82/432 Rail traffic signs; |  | Rail traffic signs are described by characteristics such as material, content and size.
Pr_40_10_77_72 | 40 | 10 | 77 | 72 | Road traffic signs | 道路標識 |  | 45-35-82/400 Road traffic signs; |  | Road traffic signs are described by characteristics such as material, content and size. An example use may be within a fixed external signage system.
Pr_40_10_77_74 | 40 | 10 | 77 | 74 | Safety equipment signs | 安全装置の標識
Pr_40_10_77_75 | 40 | 10 | 77 | 75 | Safe condition signs | 安全な状態の兆候 |  | 45-35-82/405 Safe condition signs; |  | Safe condition signs are described by characteristics such as material, size and sign reference. An example use may be within a safety signage system.
Pr_40_10_77_76 | 40 | 10 | 77 | 76 | Safety signs | 安全標識
Pr_40_10_77_77 | 40 | 10 | 77 | 77 | Signboards | 表示板 |  | 45-35-82/407 Signboards; |  | Signboards are described by characteristics such as material, finish and colour. An example use may be within an internal fixed architectural signage system.
Pr_40_10_77_79 | 40 | 10 | 77 | 79 | Sliding cover signs | スライド式カバーサイン |  | 45-35-82/410 Sliding cover signs; |  | Sliding cover signs are described by characteristics such as sign size, movable mechanism and material. An example use may be within an internal fixed architectural signage system.
Pr_40_10_77_82 | 40 | 10 | 77 | 82 | Stair lift signs | 階段昇降標識
Pr_40_10_77_84 | 40 | 10 | 77 | 84 | Street sign plates | 道路標識プレート
Pr_40_10_77_85 | 40 | 10 | 77 | 85 | Street signs | 道路標識
Pr_40_10_77_86 | 40 | 10 | 77 | 86 | Survey markers | 調査マーカー
Pr_40_10_77_88 | 40 | 10 | 77 | 88 | Toposcopes | トポスコープ
Pr_40_10_77_89 | 40 | 10 | 77 | 89 | Traffic cones | トラフィックコーン
Pr_40_10_77_90 | 40 | 10 | 77 | 90 | Traffic cylinders | トラフィックシリンダー |  | 45-35-82/440 Traffic cylinder; |  | Traffic cylinder are described by characteristics such as material, dimensions and fixing.
Pr_40_10_77_92 | 40 | 10 | 77 | 92 | Variable message signs | 可変メッセージ標識
Pr_40_10_77_94 | 40 | 10 | 77 | 94 | Verge markers | 境界マーカー
Pr_40_10_77_96 | 40 | 10 | 77 | 96 | Warning markers | 警告マーカー |  | 45-35-82/420 Warning marker signs; |  | Warning marker signs are described by characteristics such as format, post and plate. An example use may be within a free standing external signage system.
Pr_40_10_77_97 | 40 | 10 | 77 | 97 | Warning signs | 警告表示 |  | 45-35-82/415 Warning signs; |  | Warning signs are described by characteristics such as material, size and sign reference. An example use may be within a terrazzo floor covering system.
Pr_40_10_77_98 | 40 | 10 | 77 | 98 | Waymarker discs | ウェイマーカーディスク |  | 45-35-82/430 Waymarker discs; |  | Waymarker discs are described by characteristics such as material, sign size and text. An example use may be within a fixed external signage system.
Pr_40_10_77_99 | 40 | 10 | 77 | 99 | Waymarker posts | ウェイマーカーの投稿 |  | 45-35-82/425 Waymarker posts; |  | Waymarker posts are described by characteristics such as format, post and content. An example use may be within a free standing external signage system.
Pr_40_10_90 | 40 | 10 | 90 |  | Water and navigation aid signs | 水と航行援助標識
Pr_40_10_90_07 | 40 | 10 | 90 | 07 | Beacons | ビーコン
Pr_40_10_90_10 | 40 | 10 | 90 | 10 | Buoys | ブイ
Pr_40_10_90_31 | 40 | 10 | 90 | 31 | Fog signals | 霧信号
Pr_40_10_90_50 | 40 | 10 | 90 | 50 | Marine traffic signals | 海上交通信号
Pr_40_10_90_56 | 40 | 10 | 90 | 56 | Navigation signs | ナビゲーションサイン
Pr_40_10_96 | 40 | 10 | 96 |  | Wind direction indicator products | 風向計製品 |  |  |  | Windsock are described by characteristics such as material, colours and dimensions.
Pr_40_10_96_96 | 40 | 10 | 96 | 96 | Weathervanes | 風見鶏
Pr_40_10_96_98 | 40 | 10 | 96 | 98 | Windsocks | 吹流し |  | 45-35-91/300 Windsock; |  | Windsock are described by characteristics such as material, colours and dimensions.
Pr_40_20 | 40 | 20 |  |  | Sanitary fittings and accessories | 衛生器具および付属品
Pr_40_20_06 | 40 | 20 | 06 |  | Bathing fittings | 入浴金具 |  |  |  | Accessible baths are described by characteristics such as form, connecting dimensions and material. An example use may be within a bath assembly.
Pr_40_20_06_02 | 40 | 20 | 06 | 02 | Accessible baths | バリアフリーバス |  | 45-35-70/310 Accessible baths; |  | Accessible baths are described by characteristics such as form, connecting dimensions and material. An example use may be within a bath assembly.
Pr_40_20_06_08 | 40 | 20 | 06 | 08 | Baths | お風呂 |  | 45-35-70/311 Baths; |  | Baths are described by characteristics such as form, connecting dimensions and material. An example use may be within a bath assembly.
Pr_40_20_06_11 | 40 | 20 | 06 | 11 | Bidets | ビデ |  | 45-35-70/320 Bidets; |  | Bidets are described by characteristics such as form, connecting dimensions and materials. An example use may be within a duct and wall panel lining system.
Pr_40_20_06_36 | 40 | 20 | 06 | 36 | Health care general baths | ヘルスケア総合風呂
Pr_40_20_06_38 | 40 | 20 | 06 | 38 | Hospital pattern bidets | 病院型ビデ
Pr_40_20_06_79 | 40 | 20 | 06 | 79 | Shower enclosures | シャワーエンクロージャー |  | 45-35-70/332 Shower enclosures; |  | Shower enclosures are described by characteristics such as standards, form and materials. An example use may be within a shower cubicle assembly.
Pr_40_20_06_83 | 40 | 20 | 06 | 83 | Shower seats | シャワーシート |  | 45-35-72/352 Seating; |  | Seating are described by characteristics such as form, materials and integral accessories. An example use may be within a sanitary accessories.
Pr_40_20_06_84 | 40 | 20 | 06 | 84 | Shower trays | シャワートレー |  | 45-35-70/336 Shower trays; |  | Shower trays are described by characteristics such as standards, form and connecting dimensions. An example use may be within a shower cubicle assembly.
Pr_40_20_06_99 | 40 | 20 | 06 | 99 | Whirlpool baths | ジャグジー風呂 |  | 45-35-70/313 Whirlpool baths; |  | Whirlpool baths are described by characteristics such as standards, form and connecting dimensions. An example use may be within a bath assembly.
Pr_40_20_27 | 40 | 20 | 27 |  | Emergency shower products | 緊急用シャワー製品 |  |  |  | Wash fountain packages are described by characteristics such as units, operation and materials. An example use may be within a wash fountain assembly.
Pr_40_20_27_15 | 40 | 20 | 27 | 15 | Combined emergency shower and eye-wash stations | 非常用シャワーと洗眼ステーションの組み合わせ
Pr_40_20_27_28 | 40 | 20 | 27 | 28 | Eye-wash fountains | 洗眼噴水 |  | 45-35-70/406 Wash fountain packages; |  | Wash fountain packages are described by characteristics such as units, operation and materials. An example use may be within a wash fountain assembly.
Pr_40_20_27_75 | 40 | 20 | 27 | 75 | Safety showers | 安全シャワー
Pr_40_20_60 | 40 | 20 | 60 |  | Packaged sanitary fittings | パッケージ化された衛生器具 |  |  |  | Accessible wc doc m equipment packages are described by characteristics such as standards, form and arrangement. An example use may be within an accessible wc package assembly.
Pr_40_20_60_02 | 40 | 20 | 60 | 02 | Accessible WC equipment packages | アクセシブルなトイレ設備パッケージ |  | 45-35-70/407 Accessible WC Doc M equipment packages; |  | Accessible wc doc m equipment packages are described by characteristics such as standards, form and arrangement. An example use may be within an accessible wc package assembly.
Pr_40_20_60_75 | 40 | 20 | 60 | 75 | Sauna room packages | サウナルームパッケージ |  | 45-35-70/402 Sauna room packages; |  | Sauna room packages are described by characteristics such as standards, form and size. An example use may be within a sauna package assembly.
Pr_40_20_60_78 | 40 | 20 | 60 | 78 | Shower enclosure packages | シャワーエンクロージャーパッケージ |  | 45-35-70/403 Shower enclosure packages; |  | Shower enclosure packages are described by characteristics such as form, finishes and size.
Pr_40_20_60_85 | 40 | 20 | 60 | 85 | Steam cabinet packages | スチームキャビネットパッケージ |  | 45-35-70/404 Steam cabinet packages; |  | Steam cabinet packages are described by characteristics such as form, arrangement and finish and material. An example use may be within a steam bath package assembly.
Pr_40_20_60_86 | 40 | 20 | 60 | 86 | Steam room packages | スチームルームパッケージ |  | 45-35-70/405 Steam room packages; |  | Steam room packages are described by characteristics such as standards, form and size. An example use may be within a steam bath package assembly.
Pr_40_20_60_96 | 40 | 20 | 60 | 96 | Wet room floor formers | ウェットルームフロアフォーマー |  | 45-35-70/338 Wet room floor former; |  | Wet room floor former are described by characteristics such as dimensions, floor finish and loading requirements. An example use may be within a shower cubicle systems.
Pr_40_20_76 | 40 | 20 | 76 |  | Sanitary accessories | サニタリーアクセサリー |  |  |  | Air fresheners are described by characteristics such as form, materials and operation. An example use may be within a sanitary accessories.
Pr_40_20_76_01 | 40 | 20 | 76 | 01 | Adult changing units | 大人の着替えユニット
Pr_40_20_76_02 | 40 | 20 | 76 | 02 | Air fresheners | 芳香剤 |  | 45-35-72/312 Air fresheners; |  | Air fresheners are described by characteristics such as form, materials and operation. An example use may be within a sanitary accessories.
Pr_40_20_76_06 | 40 | 20 | 76 | 06 | Baby changing units | おむつ交換台 |  | 45-35-72/316 Baby changing units; |  | Baby changing units are described by characteristics such as form, material and colour. An example use may be within a sanitary accessories.
Pr_40_20_76_07 | 40 | 20 | 76 | 07 | Bath panels | バスパネル |  | 45-35-70/316 Bath panels; |  | Bath panels are described by characteristics such as form, materials and integral accessories. An example use may be within a bath assembly.
Pr_40_20_76_82 | 40 | 20 | 76 | 82 | Soap dishes | 石けん |  | 45-35-72/356 Soap dishes; |  | Soap dishes are described by characteristics such as form, material and colour and finish. An example use may be within a sanitary accessories.
Pr_40_20_76_83 | 40 | 20 | 76 | 83 | Splashbacks | スプラッシュバック
Pr_40_20_76_84 | 40 | 20 | 76 | 84 | Support rails | サポートレール |  | 45-35-72/360 Support rails; |  | Support rails are described by characteristics such as form, diameter and materials. An example use may be within a panel cubicle system.
Pr_40_20_76_86 | 40 | 20 | 76 | 86 | Toilet brush holders | トイレブラシホルダー |  | 45-35-72/364 Toilet brush holders; |  | Toilet brush holders are described by characteristics such as form, material and colour and finish. An example use may be within a sanitary accessories.
Pr_40_20_76_88 | 40 | 20 | 76 | 88 | Toilet roll holders | トイレットペーパーホルダー |  | 45-35-72/368 Toilet roll holders; |  | Toilet roll holders are described by characteristics such as form, materials and colour and finish. An example use may be within a panel cubicle system.
Pr_40_20_76_89 | 40 | 20 | 76 | 89 | Toothbrush holders | 歯ブラシ置き |  | 45-35-72/370 Toothbrush holders; |  | Toothbrush holders are described by characteristics such as form, materials and colour and finish. An example use may be within a sanitary accessories.
Pr_40_20_76_90 | 40 | 20 | 76 | 90 | Towel rails | タオル掛け |  | 45-35-72/372 Towel rails; |  | Towel rails are described by characteristics such as form, materials and colour and finish. An example use may be within a general fittings, furnishings and equipment system.
Pr_40_20_76_91 | 40 | 20 | 76 | 91 | Towel rings | タオルリング |  | 45-35-72/374 Towel rings; |  | Towel rings are described by characteristics such as form, materials and colour and finish. An example use may be within a general fittings, furnishings and equipment system.
Pr_40_20_76_92 | 40 | 20 | 76 | 92 | Tumbler holders | タンブラーホルダー |  | 45-35-72/376 Tumbler holders; |  | Tumbler holders are described by characteristics such as form, materials and colour and finish. An example use may be within a sanitary accessories.
Pr_40_20_76_94 | 40 | 20 | 76 | 94 | Vanity units | 化粧台 |  | 45-35-72/378 Vanity units; |  | Vanity units are described by characteristics such as form, materials and size (nominal). An example use may be within a sanitary accessories.
Pr_40_20_76_98 | 40 | 20 | 76 | 98 | WC pan backrests | トイレパン背もたれ |  | 45-35-72/382 WC backrests; |  | Wc backrests are described by characteristics such as form, rail dimensions and materials. An example use may be within a sanitary accessories.
Pr_40_20_87 | 40 | 20 | 87 |  | Taps and water supply outlet fittings | 水栓、自動水栓 |  |  |  | Water supply fittings for baths are described by characteristics such as standards, form and materials. An example use may be within a bath assembly.
Pr_40_20_87_03 | 40 | 20 | 87 | 03 | Automatic action thermostatic mixer taps | 自動アクションサーモスタットミキサータップ
Pr_40_20_87_07 | 40 | 20 | 87 | 07 | Bath mixer taps with shower hose and hand sprays | シャワーホースとハンドスプレー付きのバスミキサータップ |  | 45-35-70/315 Water supply fittings for baths; |  | Water supply fittings for baths are described by characteristics such as standards, form and materials. An example use may be within a bath assembly.
Pr_40_20_87_08 | 40 | 20 | 87 | 08 | Bath mixer taps | バスミキサータップ
Pr_40_20_87_09 | 40 | 20 | 87 | 09 | Bath taps | バスタップ |  | 45-35-70/315 Water supply fittings for baths; |  | Water supply fittings for baths are described by characteristics such as standards, form and materials. An example use may be within a bath assembly.
Pr_40_20_87_10 | 40 | 20 | 87 | 10 | Bath thermostatic water supply sets | 風呂恒温水セット |  | 45-35-70/315 Water supply fittings for baths; |  | Water supply fittings for baths are described by characteristics such as standards, form and materials. An example use may be within a bath assembly.
Pr_40_20_87_11 | 40 | 20 | 87 | 11 | Bidet over-rim supply mixer taps | ビデオーバーリム供給ミキサータップ |  | 45-35-70/323 Water supply fittings for bidets; |  | Water supply fittings for bidets are described by characteristics such as standards, form and materials. An example use may be within a bidet assembly.
Pr_40_20_87_12 | 40 | 20 | 87 | 12 | Bidet mixer for ascending spray taps | 上昇スプレータップ用ビデミキサー
Pr_40_20_87_13 | 40 | 20 | 87 | 13 | Bidet thermostatic mixer for over-rim taps | オーバーリムタップ用のビデサーモスタットミキサー
Pr_40_20_87_31 | 40 | 20 | 87 | 31 | Foot-operated valves | 足操作弁
Pr_40_20_87_33 | 40 | 20 | 87 | 33 | Garden taps | 庭の蛇口
Pr_40_20_87_35 | 40 | 20 | 87 | 35 | Grip valves | グリップバルブ
Pr_40_20_87_37 | 40 | 20 | 87 | 37 | High-neck pillar taps | ハイネックピラータップ
Pr_40_20_87_43 | 40 | 20 | 87 | 43 | Key-operated valves | キー操作バルブ
Pr_40_20_87_49 | 40 | 20 | 87 | 49 | Knee-operated valves | 膝操作弁
Pr_40_20_87_50 | 40 | 20 | 87 | 50 | Lever action bib taps | レバーアクションビブタップ
Pr_40_20_87_51 | 40 | 20 | 87 | 51 | Lever action high-neck pillar taps | レバーアクションハイネックピラータップ
Pr_40_20_87_55 | 40 | 20 | 87 | 55 | Mixer taps | 混合栓
Pr_40_20_87_60 | 40 | 20 | 87 | 60 | Pillar taps | 柱タップ
Pr_40_20_87_64 | 40 | 20 | 87 | 64 | Press-action self-closing bib taps | プレスアクションの自動閉鎖ビブタップ
Pr_40_20_87_65 | 40 | 20 | 87 | 65 | Press-action self-closing bib mixer taps | プレスアクション自動閉鎖ビブミキサータップ
Pr_40_20_87_66 | 40 | 20 | 87 | 66 | Press-action self-closing pillar taps | プレスアクション自動閉鎖ピラータップ
Pr_40_20_87_67 | 40 | 20 | 87 | 67 | Press-action self-closing pillar mixer taps | プレスアクション自動閉鎖ピラーミキサータップ
Pr_40_20_87_75 | 40 | 20 | 87 | 75 | Shower fittings package | シャワー継手パッケージ |  | 45-35-70/330 Shower fittings package; |  | Shower fittings package are described by characteristics such as standards, form and materials. An example use may be within a shower cubicle assembly.
Pr_40_20_87_76 | 40 | 20 | 87 | 76 | Shower heads | シャワーヘッド |  | 45-35-70/333 Shower heads; |  | Shower heads are described by characteristics such as standards, form and materials. An example use may be within a shower cubicle assembly.
Pr_40_20_87_77 | 40 | 20 | 87 | 77 | Shower head holders | シャワーヘッドホルダー
Pr_40_20_87_78 | 40 | 20 | 87 | 78 | Shower manual water supply sets | シャワー手動給水セット |  | 45-35-70/335 Shower mixers; |  | Shower mixers are described by characteristics such as standards, form and materials. An example use may be within a shower cubicle assembly.
Pr_40_20_87_79 | 40 | 20 | 87 | 79 | Shower self-closing (emergency) valves | シャワー自動閉鎖（緊急）弁
Pr_40_20_87_80 | 40 | 20 | 87 | 80 | Shower thermostatic valves | シャワーサーモスタットバルブ |  | 45-35-70/335 Shower mixers; |  | Shower mixers are described by characteristics such as standards, form and materials. An example use may be within a shower cubicle assembly.
Pr_40_20_87_81 | 40 | 20 | 87 | 81 | Shower thermostatic water supply sets | シャワーサーモスタット給水セット |  | 45-35-70/335 Shower mixers; |  | Shower mixers are described by characteristics such as standards, form and materials. An example use may be within a shower cubicle assembly.
Pr_40_20_87_82 | 40 | 20 | 87 | 82 | Sink manual water supply sets | 手動給水セットをシンク |  | 45-35-70/345 Water supply fittings for sinks; |  | Water supply fittings for sinks are described by characteristics such as standards, form and materials. An example use may be within a laboratory fittings, furnishings and equipment system.
Pr_40_20_87_83 | 40 | 20 | 87 | 83 | Sink spouts | 流し台
Pr_40_20_87_84 | 40 | 20 | 87 | 84 | Sink taps | シンクタップ |  | 45-35-70/345 Water supply fittings for sinks; |  | Water supply fittings for sinks are described by characteristics such as standards, form and materials. An example use may be within a laboratory fittings, furnishings and equipment system.
Pr_40_20_87_85 | 40 | 20 | 87 | 85 | Sink thermostatic water supply sets | シンク恒温水供給セット |  | 45-35-70/345 Water supply fittings for sinks; |  | Water supply fittings for sinks are described by characteristics such as standards, form and materials. An example use may be within a laboratory fittings, furnishings and equipment system.
Pr_40_20_87_87 | 40 | 20 | 87 | 87 | Thermostatic mixer taps | サーモスタットミキサータップ
Pr_40_20_87_89 | 40 | 20 | 87 | 89 | Toilet showers | トイレシャワー
Pr_40_20_87_93 | 40 | 20 | 87 | 93 | Wall-mounted bib taps | 壁ビブタップ
Pr_40_20_87_94 | 40 | 20 | 87 | 94 | Wall-mounted lever action bib taps | 壁に取り付けられたレバーアクションビブタップ
Pr_40_20_87_95 | 40 | 20 | 87 | 95 | Wall-mounted spray taps | 壁スプレータップ
Pr_40_20_87_96 | 40 | 20 | 87 | 96 | Washbasin manual water supply sets | 洗面器手動給水セット |  | 45-35-70/371 Water supply fittings for wash basins and troughs; |  | Water supply fittings for wash basins and troughs are described by characteristics such as standards, form and materials. An example use may be within a scrub-up trough assembly.
Pr_40_20_87_97 | 40 | 20 | 87 | 97 | Washbasin spouts | 洗面台スパウト
Pr_40_20_87_98 | 40 | 20 | 87 | 98 | Washbasin taps | 洗面器の蛇口 |  | 45-35-70/371 Water supply fittings for wash basins and troughs; |  | Water supply fittings for wash basins and troughs are described by characteristics such as standards, form and materials. An example use may be within a scrub-up trough assembly.
Pr_40_20_87_99 | 40 | 20 | 87 | 99 | Washbasin thermostatic water supply sets | 洗面器サーモスタット給水セット |  | 45-35-70/371 Water supply fittings for wash basins and troughs; |  | Water supply fittings for wash basins and troughs are described by characteristics such as standards, form and materials. An example use may be within a scrub-up trough assembly.
Pr_40_20_93 | 40 | 20 | 93 |  | Urinal and WC fittings | 小便器とトイレの付属品 |  |  |  | Health care macerators for clinical, hygiene and sanitary products are described by characteristics such as form, materials and operation. An example use may be within a health care macerator assembly.
Pr_40_20_93_30 | 40 | 20 | 93 | 30 | Floor-standing urinals | フロアスタンド小便器
Pr_40_20_93_36 | 40 | 20 | 93 | 36 | Health care macerators | ヘルスケアマセレータ |  | 45-35-70/420 Health care macerators for clinical, hygiene and sanitary products; |  | Health care macerators for clinical, hygiene and sanitary products are described by characteristics such as form, materials and operation. An example use may be within a health care macerator assembly.
Pr_40_20_93_37 | 40 | 20 | 93 | 37 | Hospital pattern disposal units | 病院パターン廃棄ユニット |  | 45-35-70/381 Hospital pattern disposal units; |  | Hospital pattern disposal units are described by characteristics such as form, finish and material and hand. An example use may be within a disposal unit (slop hopper) assembly.
Pr_40_20_93_38 | 40 | 20 | 93 | 38 | Hospital pattern urinals | 病院型小便器
Pr_40_20_93_39 | 40 | 20 | 93 | 39 | Hospital pattern WC pans and cisterns | 病院パターントイレ鍋と水槽
Pr_40_20_93_62 | 40 | 20 | 93 | 62 | Pre-plumbed installation frames | 事前に配管された設置フレーム |  | 45-35-70/421 Preplumbed installation frames; |  | Preplumbed installation frames are described by characteristics such as form, materials and size. An example use may be within an accessible wc package assembly.
Pr_40_20_93_74 | 40 | 20 | 93 | 74 | Urinal dividers | 小便器 |  | 45-35-70/358 Urinal divider; |  | Urinal divider are described by characteristics such as material and size. An example use may be within an urinal systems.
Pr_40_20_93_77 | 40 | 20 | 93 | 77 | Slab urinals | スラブ便器 |  | 45-35-70/352 Slab urinals; |  | Slab urinals are described by characteristics such as form, materials and size. An example use may be within an urinal assembly.
Pr_40_20_93_78 | 40 | 20 | 93 | 78 | Urinal cisterns | 小便器 |  | 45-35-70/354 Urinal cisterns; |  | Urinal cisterns are described by characteristics such as form, materials and capacity. An example use may be within an urinal assembly.
Pr_40_20_93_80 | 40 | 20 | 93 | 80 | Urinal flush pipes | 小便器フラッシュパイプ |  | 45-35-70/356 Urinal flush pipes; |  | Urinal flush pipes are described by characteristics such as form, materials and integral accessories. An example use may be within an urinal assembly.
Pr_40_20_93_82 | 40 | 20 | 93 | 82 | Wall-hung urinals | 壁掛け小便器 |  | 45-35-70/350 Wall hung urinals; |  | Wall hung urinals are described by characteristics such as standards, form and connecting dimensions. An example use may be within a duct and wall panel lining system.
Pr_40_20_93_84 | 40 | 20 | 93 | 84 | Waterless urinals | 無水小便器 |  | 45-35-70/353 Waterless urinals; |  | Waterless urinals are described by characteristics such as form, materials and overflow and waste holes. An example use may be within an urinal assembly.
Pr_40_20_93_85 | 40 | 20 | 93 | 85 | Waterless toilets | 無水トイレ |  | 45-35-70/408 Waterless WC packages (composting toilets); |  | Waterless wc packages (composting toilets) are described by characteristics such as form, arrangement and finish and material. An example use may be within a waterless wc assembly.
Pr_40_20_93_86 | 40 | 20 | 93 | 86 | WC and washbasin combined units | トイレと洗面台を組み合わせたユニット |  | 45-35-70/410 WC and washbasin combined units; |  | Wc and washbasin combined units are described by characteristics such as form, materials and integral accessories. An example use may be within a wc and washbasin combination assembly.
Pr_40_20_93_87 | 40 | 20 | 93 | 87 | WC cistern fittings | トイレ貯水槽フィッティング |  | 45-35-70/387 WC cistern fittings; |  | Wc cistern fittings are described by characteristics such as form and integral accessories. An example use may be within a wc assembly.
Pr_40_20_93_89 | 40 | 20 | 93 | 89 | WC cisterns | トイレの水槽 |  | 45-35-70/383 WC cisterns; |  | Wc cisterns are described by characteristics such as form, operation and materials. An example use may be within a wc assembly.
Pr_40_20_93_90 | 40 | 20 | 93 | 90 | WC cistern flush pipes | トイレ貯水槽フラッシュパイプ |  | 45-35-70/388 WC cistern flush pipes; |  | Wc cistern flush pipes are described by characteristics such as form and materials. An example use may be within a wc assembly.
Pr_40_20_93_92 | 40 | 20 | 93 | 92 | WC large capacity replacement cisterns | WC大容量交換水槽
Pr_40_20_93_93 | 40 | 20 | 93 | 93 | WC pan connectors | WCパンコネクター |  | 45-35-70/390 WC pan connectors; |  | Wc pan connectors are described by characteristics such as third party product certification, arrangement and jointing. An example use may be within a wc assembly.
Pr_40_20_93_94 | 40 | 20 | 93 | 94 | WC pans | トイレ鍋 |  | 45-35-70/384 WC pans; |  | Wc pans are described by characteristics such as form, connecting dimensions and pan height. An example use may be within a wc assembly.
Pr_40_20_93_95 | 40 | 20 | 93 | 95 | WC seats and covers | トイレのシートとカバー |  | 45-35-70/391 WC seats and covers; |  | Wc seats and covers are described by characteristics such as form, materials and size. An example use may be within a wc assembly.
Pr_40_20_93_96 | 40 | 20 | 93 | 96 | WC squatting pans | トイレしゃがみ鍋
Pr_40_20_93_97 | 40 | 20 | 93 | 97 | WC suites | WCスイート |  | 45-35-70/380 WC suites; |  | Wc suites are described by characteristics such as standards, form and connecting dimensions. An example use may be within a wc assembly.
Pr_40_20_93_99 | 40 | 20 | 93 | 99 | WC, wash and dry combined units | WC、ユニットの洗浄と乾燥 |  | 45-35-70/409 WC, wash and dry combined units; |  | Wc, wash and dry combined units are described by characteristics such as standards, form and connecting dimensions. An example use may be within a wc wash and dry combination assembly.
Pr_40_20_96 | 40 | 20 | 96 |  | Washbasins, sinks and troughs | 洗面台、シンク、トラフ |  |  |  | Ceramic sinks are described by characteristics such as form, materials and size. An example use may be within a laboratory fittings, furnishings and equipment system.
Pr_40_20_96_15 | 40 | 20 | 96 | 15 | Ceramic sinks | 洗面器 |  | 45-35-70/340 Ceramic sinks; |  | Ceramic sinks are described by characteristics such as form, materials and size. An example use may be within a laboratory fittings, furnishings and equipment system.
Pr_40_20_96_17 | 40 | 20 | 96 | 17 | Commercial kitchen rinsing sinks | 業務用キッチンすすぎシンク |  | 45-35-15/430 Commercial rinsing sinks; |  | Commercial rinsing sinks are described by characteristics such as standards, arrangement and construction. An example use may be within a commercial catering fittings, furnishings and equipment system.
Pr_40_20_96_18 | 40 | 20 | 96 | 18 | Countertop washbasins | カウンタートップ洗面器 |  | 45-35-70/360 Counter top wash basins; |  | Counter top wash basins are described by characteristics such as form, materials and size. An example use may be within a wash basin assembly.
Pr_40_20_96_34 | 40 | 20 | 96 | 34 | Healthcare clinical sinks with drainers | 水切り機能付き医療用シンク
Pr_40_20_96_35 | 40 | 20 | 96 | 35 | Healthcare clinical washbasins | ヘルスケア臨床洗面器
Pr_40_20_96_36 | 40 | 20 | 96 | 36 | Healthcare domestic service sinks | ヘルスケア国内サービスシンク
Pr_40_20_96_37 | 40 | 20 | 96 | 37 | Healthcare general washbasins | ヘルスケア一般洗面器
Pr_40_20_96_38 | 40 | 20 | 96 | 38 | Healthcare hand rinse basins | 医療用手洗い用洗面器
Pr_40_20_96_39 | 40 | 20 | 96 | 39 | Hospital pattern plaster sinks | 病院パターン石膏シンク |  | 45-35-70/343 Hospital pattern plaster sinks; |  | Hospital pattern plaster sinks are described by characteristics such as form, finish and material and hand. An example use may be within a sink assembly.
Pr_40_20_96_40 | 40 | 20 | 96 | 40 | Hospital pattern scrub-up troughs | 病院パターンスクラブアップトラフ
Pr_40_20_96_42 | 40 | 20 | 96 | 42 | Integral washbasins and vanity tops | 一体型洗面台と化粧トップ |  | 45-35-70/367 Vanity tops with integral wash basins; |  | Vanity tops with integral wash basins are described by characteristics such as form, materials and size. An example use may be within a wash basin assembly.
Pr_40_20_96_44 | 40 | 20 | 96 | 44 | Janitorial sinks | 用務シンク |  | 45-35-70/401 Janitorial units; |  | Janitorial units are described by characteristics such as form, finish and material and options. An example use may be within a janitorial unit assembly.
Pr_40_20_96_45 | 40 | 20 | 96 | 45 | Kitchen sinks | キッチンシンク |  | 45-35-15/432 Commercial stainless steel sinks; |  | Commercial stainless steel sinks are described by characteristics such as arrangement, construction and overall dimensions. An example use may be within a commercial catering fittings, furnishings and equipment system.
Pr_40_20_96_46 | 40 | 20 | 96 | 46 | Laundry troughs | 洗濯槽
Pr_40_20_96_47 | 40 | 20 | 96 | 47 | Laundry troughs and cabinets | 洗濯槽とキャビネット
Pr_40_20_96_63 | 40 | 20 | 96 | 63 | Pedestal washbasins | 台座洗面器 |  | 45-35-70/365 Pedestal wash basins; |  | Pedestal wash basins are described by characteristics such as form, connecting dimensions and materials. An example use may be within a wash basin assembly.
Pr_40_20_96_70 | 40 | 20 | 96 | 70 | Recessed washbasins | 凹型洗面器
Pr_40_20_96_81 | 40 | 20 | 96 | 81 | Sinks | 汚物流し |  | 45-35-70/344 Sinks; |  | Sinks are described by characteristics such as form, materials and size. An example use may be within a duct and wall panel lining system.
Pr_40_20_96_92 | 40 | 20 | 96 | 92 | Under-mounted washbasins | アンダーマウント洗面器
Pr_40_20_96_95 | 40 | 20 | 96 | 95 | Wall-hung hand rinse basins | 壁掛け式手洗い用洗面器 |  | 45-35-70/368 Wall hung hand rinse basins; |  | Wall hung hand rinse basins are described by characteristics such as form, connecting dimensions and materials. An example use may be within a wash basin assembly.
Pr_40_20_96_96 | 40 | 20 | 96 | 96 | Wall-hung washbasins | 吊り下げ式洗面器 |  | 45-35-70/369 Wall hung wash basins; |  | Wall hung wash basins are described by characteristics such as form, connecting dimensions and materials. An example use may be within a wash basin assembly.
Pr_40_20_96_99 | 40 | 20 | 96 | 99 | Wash troughs | トラフを洗う |  | 45-35-70/370 Wash troughs; |  | Wash troughs are described by characteristics such as form, stations and materials. An example use may be within a wash trough assembly.
Pr_40_30 | 40 | 30 |  |  | Fittings | 継手
Pr_40_30_04 | 40 | 30 | 04 |  | Animal housing | 動物飼育 |  |  |  | Animal feeding stations are described by characteristics such as equipment, dimensions (internal) and material. An example use may be within an animal species introduction system.
Pr_40_30_04_02 | 40 | 30 | 04 | 02 | Animal feeding stations | 動物の給餌ステーション |  | 45-35-86/363 Animal feeding stations; |  | Animal feeding stations are described by characteristics such as equipment, dimensions (internal) and material. An example use may be within an animal species introduction system.
Pr_40_30_04_06 | 40 | 30 | 04 | 06 | Bat boxes | バットボックス |  | 45-35-86/353 Bat boxes; |  | Bat boxes are described by characteristics such as format, dimensions and hole size. An example use may be within a modular unit vertical planting system.
Pr_40_30_04_07 | 40 | 30 | 04 | 07 | Bird baths | バードバス
Pr_40_30_04_08 | 40 | 30 | 04 | 08 | Bird boxes | バードボックス |  | 45-35-86/355 Bird boxes; |  | Bird boxes are described by characteristics such as bird products, dimensions (internal) and hole size. An example use may be within a modular unit vertical planting system.
Pr_40_30_04_09 | 40 | 30 | 04 | 09 | Bird roosts | 鳥小屋 |  | 45-35-86/365 Bird roosts; |  | Bird roosts are described by characteristics such as roost type, dimensions (internal) and material. An example use may be within a modular unit vertical planting system.
Pr_40_30_04_15 | 40 | 30 | 04 | 15 | Columbaria | コロンバリア |  | 45-35-86/369 Columbaria and dovecotes; |  | Columbaria and dovecotes are described by characteristics such as design type, materials and dimensions. An example use may be within an animal species introduction system.
Pr_40_30_04_24 | 40 | 30 | 04 | 24 | Dog kennels | 犬小屋 |  | 45-35-86/351 Dog kennels; |  | Dog kennels are described by characteristics such as dimensions, material and treatment or finish. An example use may be within an external furniture system.
Pr_40_30_04_25 | 40 | 30 | 04 | 25 | Dovecotes | ダブコテス |  | 45-35-86/369 Columbaria and dovecotes; |  | Columbaria and dovecotes are described by characteristics such as design type, materials and dimensions. An example use may be within an animal species introduction system.
Pr_40_30_04_41 | 40 | 30 | 04 | 41 | Insect houses | 昆虫ハウス |  | 45-35-86/359 Insect houses; |  | Insect houses are described by characteristics such as format, dimensions (internal) and hole size. An example use may be within a species protection system.
Pr_40_30_04_50 | 40 | 30 | 04 | 50 | Mammal houses | 哺乳類の家 |  | 45-35-86/357 Mammal houses; |  | Mammal houses are described by characteristics such as format, dimensions and hole size. An example use may be within a species protection system.
Pr_40_30_04_56 | 40 | 30 | 04 | 56 | Nesting baskets | ネスティングバスケット |  | 45-35-86/361 Nesting baskets; |  | Nesting baskets are described by characteristics such as dimensions (internal), material and accessories. An example use may be within a species protection system.
Pr_40_30_04_57 | 40 | 30 | 04 | 57 | Nest poles and platforms | 巣柱とプラットフォーム |  | 45-35-86/367 Nest poles and platforms; |  | Nest poles and platforms are described by characteristics such as pole, platform supports and platform. An example use may be within an animal species introduction system.
Pr_40_30_04_70 | 40 | 30 | 04 | 70 | Raptor poles | ラプターポール
Pr_40_30_20 | 40 | 30 | 20 |  | Curtains and screens | カーテンとスクリーン |  |  |  | Privacy curtains are described by characteristics such as materials and integral accessories. An example use may be within a fully-framed panel cubicle system.
Pr_40_30_20_02 | 40 | 30 | 20 | 02 | Acoustic curtains | 音響カーテン
Pr_40_30_20_03 | 40 | 30 | 20 | 03 | Acoustic screens | 音響スクリーン
Pr_40_30_20_13 | 40 | 30 | 20 | 13 | Choir screens | 合唱団のスクリーン
Pr_40_30_20_38 | 40 | 30 | 20 | 38 | Hospital bed screens | 病院用ベッドスクリーン
Pr_40_30_20_58 | 40 | 30 | 20 | 58 | Organ screens | オルガン画面
Pr_40_30_20_59 | 40 | 30 | 20 | 59 | Ornamental screens | 観賞用スクリーン
Pr_40_30_20_63 | 40 | 30 | 20 | 63 | Privacy curtain supports | プライバシーカーテンサポート
Pr_40_30_20_64 | 40 | 30 | 20 | 64 | Privacy curtains | プライバシーカーテン |  | 45-35-72/346 Privacy curtains; |  | Privacy curtains are described by characteristics such as materials and integral accessories. An example use may be within a fully-framed panel cubicle system.
Pr_40_30_20_65 | 40 | 30 | 20 | 65 | Privacy screens | プライバシー画面
Pr_40_30_20_67 | 40 | 30 | 20 | 67 | Polyvinyl chloride (PVC) strip curtains | ポリ塩化ビニル（PVC）ストリップカーテン |  | 45-25-28/410 PVC strip curtain sets; |  | Pvc strip curtain sets are described by characteristics such as third party accreditation, performance and arrangement. An example use may be within an industrial doorset system.
Pr_40_30_20_70 | 40 | 30 | 20 | 70 | Recessed curtain pelmets | 凹型カーテンペルメット
Pr_40_30_20_71 | 40 | 30 | 20 | 71 | Relaxation screens | リラクゼーションスクリーン
Pr_40_30_20_77 | 40 | 30 | 20 | 77 | Shower curtain rails | シャワーカーテンレール |  | 45-35-70/334 Shower curtain rails; |  | Shower curtain rails are described by characteristics such as form, materials and size. An example use may be within a fully-framed panel cubicle system.
Pr_40_30_20_78 | 40 | 30 | 20 | 78 | Shower curtains | シャワーカーテン |  | 45-35-70/331 Shower curtains; |  | Shower curtains are described by characteristics such as material and size. An example use may be within a fully-framed panel cubicle system.
Pr_40_30_20_83 | 40 | 30 | 20 | 83 | Stage curtain supports | ステージカーテンサポート
Pr_40_30_20_84 | 40 | 30 | 20 | 84 | Stage curtains | ステージカーテン
Pr_40_30_20_86 | 40 | 30 | 20 | 86 | Surface-mounted curtain pelmets | 表面取り付けカーテンペルメット
Pr_40_30_20_96 | 40 | 30 | 20 | 96 | Window curtain supports | 窓用カーテンサポート |  | 45-35-35/440 Curtain supports; |  | Curtain supports are described by characteristics such as support, opening dimensions and overall length. An example use may be within a general fittings, furnishings and equipment system.
Pr_40_30_20_97 | 40 | 30 | 20 | 97 | Window curtains | 窓用カーテン |  | 45-35-35/310 Curtains; |  | Curtains are described by characteristics such as standards, dimensions and heading style. An example use may be within a general fittings, furnishings and equipment system.
Pr_40_30_21 | 40 | 30 | 21 |  | Cycle stands and lockers | 自転車スタンドとロッカー |  |  |  | Aluminium cycle lockers are described by characteristics such as stand type, dimensions and materials. An example use may be within a parking equipment system.
Pr_40_30_21_02 | 40 | 30 | 21 | 02 | Aluminium cycle lockers | アルミ製サイクルロッカー |  | 45-35-86/311 Aluminium cycle lockers; |  | Aluminium cycle lockers are described by characteristics such as stand type, dimensions and materials. An example use may be within a parking equipment system.
Pr_40_30_21_11 | 40 | 30 | 21 | 11 | Carbon steel cycle lockers | 炭素鋼サイクルロッカー |  | 45-35-86/315 Carbon steel cycle lockers; |  | Carbon steel cycle lockers are described by characteristics such as stand type, dimensions and materials. An example use may be within a parking equipment system.
Pr_40_30_21_12 | 40 | 30 | 21 | 12 | Carbon steel cycle stands | 炭素鋼の自転車スタンド |  | 45-35-86/301 Carbon steel cycle stands; |  | Carbon steel cycle stands are described by characteristics such as stand type, number of stands and base. An example use may be within a parking equipment system.
Pr_40_30_21_13 | 40 | 30 | 21 | 13 | Ceiling-mounted cycle supports | 天井取り付けサイクルサポート
Pr_40_30_21_35 | 40 | 30 | 21 | 35 | Ground-mounted cycle stands | 地上設置型自転車スタンド
Pr_40_30_21_36 | 40 | 30 | 21 | 36 | Hardwood cycle stands | 広葉樹サイクルスタンド |  | 45-35-86/305 Hardwood cycle stands; |  | Hardwood cycle stands are described by characteristics such as stand type, number of stands and base. An example use may be within a parking equipment system.
Pr_40_30_21_65 | 40 | 30 | 21 | 65 | Plastics cycle lockers | プラスチック製サイクルロッカー |  | 45-35-86/313 Plastics cycle lockers; |  | Plastics cycle lockers are described by characteristics such as stand type, dimensions and materials. An example use may be within a parking equipment system.
Pr_40_30_21_83 | 40 | 30 | 21 | 83 | Stainless steel cycle lockers | ステンレス製サイクルロッカー |  | 45-35-86/317 Stainless steel cycle lockers; |  | Stainless steel cycle lockers are described by characteristics such as dimensions, materials and finish as delivered. An example use may be within a parking equipment system.
Pr_40_30_21_84 | 40 | 30 | 21 | 84 | Stainless steel cycle stands | ステンレス製自転車スタンド |  | 45-35-86/303 Stainless steel cycle stands; |  | Stainless steel cycle stands are described by characteristics such as stand type, number of stands and base. An example use may be within a parking equipment system.
Pr_40_30_21_96 | 40 | 30 | 21 | 96 | Wall-mounted cycle stands | 壁掛け自転車スタンド
Pr_40_30_22 | 40 | 30 | 22 |  | Deterrents and traps | 抑止力と罠 |  |  |  | Bait stations are described by characteristics such as target species, format and installation type. An example use may be within a rodent control system.
Pr_40_30_22_02 | 40 | 30 | 22 | 02 | Animal deterrents | 動物抑止
Pr_40_30_22_05 | 40 | 30 | 22 | 05 | Bait stations | 餌ステーション |  | 45-35-22/420 Bait stations; |  | Bait stations are described by characteristics such as target species, format and installation type. An example use may be within a rodent control system.
Pr_40_30_22_06 | 40 | 30 | 22 | 06 | Bird deterrent spikes | 鳥抑止スパイク |  | 45-35-22/305 Bird deterrent spikes; |  | Bird deterrent spikes are described by characteristics such as target species, format and installation type. An example use may be within a bird control system.
Pr_40_30_22_11 | 40 | 30 | 22 | 11 | Cage traps | ケージトラップ |  | 45-35-22/380 Cage or box traps; |  | Cage or box traps are described by characteristics such as target species, format and installation type. An example use may be within a rodent control system.
Pr_40_30_22_14 | 40 | 30 | 22 | 14 | Coiled wire bird deterrents | コイルドワイヤーバード抑止 |  | 45-35-22/310 Coiled wire bird deterrents; |  | Coiled wire bird deterrents are described by characteristics such as target species, format and diameter. An example use may be within a bird control system.
Pr_40_30_22_22 | 40 | 30 | 22 | 22 | Decoy predators | おとりの捕食者
Pr_40_30_22_26 | 40 | 30 | 22 | 26 | Electric pulse track bird deterrents | 電気パルストラック鳥抑止 |  | 45-35-22/315 Electric pulse track bird deterrents; |  | Electric pulse track bird deterrents are described by characteristics such as target species, format and track arrangement. An example use may be within a bird control system.
Pr_40_30_22_30 | 40 | 30 | 22 | 30 | Flight diverters | フライトダイバーター
Pr_40_30_22_31 | 40 | 30 | 22 | 31 | Frond bird deterrents | 葉状鳥の抑止力 |  | 45-35-22/320 Frond bird deterrents; |  | Frond bird deterrents are described by characteristics such as target species, format and span. An example use may be within a bird control system.
Pr_40_30_22_34 | 40 | 30 | 22 | 34 | Guard barriers | ガードバリア
Pr_40_30_22_38 | 40 | 30 | 22 | 38 | Humane traps | 人道的罠
Pr_40_30_22_40 | 40 | 30 | 22 | 40 | Inclined surface bird deterrents | 傾斜した表面の鳥の抑止力 |  | 45-35-22/325 Inclined surface bird deterrents; |  | Inclined surface bird deterrents are described by characteristics such as target species, format and size. An example use may be within a bird control system.
Pr_40_30_22_46 | 40 | 30 | 22 | 46 | Laser bird repellers | レーザー鳥よけ
Pr_40_30_22_48 | 40 | 30 | 22 | 48 | Low tension wire bird (gull) deterrents | 低張力ワイヤーバード（カモメ）抑止力 |  | 45-35-22/330 Low tension wire (gull) deterrents; |  | Low tension wire (gull) deterrents are described by characteristics such as target species, format and post type. An example use may be within a bird control system.
Pr_40_30_22_56 | 40 | 30 | 22 | 56 | Non-toxic rat and mouse baits | 無毒のラットとマウスの餌
Pr_40_30_22_60 | 40 | 30 | 22 | 60 | Pheromone traps | フェロモントラップ |  | 45-35-22/385 Pheromone traps; |  | Pheromone traps are described by characteristics such as target species, format and pheromone type. An example use may be within an insect control system.
Pr_40_30_22_64 | 40 | 30 | 22 | 64 | Powered traps | 電動トラップ
Pr_40_30_22_66 | 40 | 30 | 22 | 66 | Powered ultraviolet light traps | パワード紫外光トラップ |  | 45-35-22/390 Powered ultraviolet light trap; |  | Powered ultraviolet light trap are described by characteristics such as target species, format and installation type. An example use may be within an insect control system.
Pr_40_30_22_76 | 40 | 30 | 22 | 76 | Scare eyes | 鳥よけサイン
Pr_40_30_22_80 | 40 | 30 | 22 | 80 | Sonic deterrents | 鳥よけ発信機 |  | 45-35-22/345 Sonic threat deterrents; |  | Sonic threat deterrents are described by characteristics such as target species, format and size. An example use may be within a bird control system.
Pr_40_30_22_82 | 40 | 30 | 22 | 82 | Spring traps | スプリングトラップ
Pr_40_30_22_84 | 40 | 30 | 22 | 84 | Sprung tension wire bird deterrents | ばね上張力ワイヤー鳥抑止 |  | 45-35-22/350 Sprung tension wire bird deterrents; |  | Sprung tension wire bird deterrents are described by characteristics such as target species, format and post type. An example use may be within a bird control system.
Pr_40_30_22_87 | 40 | 30 | 22 | 87 | Tactile gels and liquids deterrents | 触覚ゲルと液体抑止剤 |  | 45-35-22/355 Tactile gel or liquid deterrents; |  | Tactile gel or liquid deterrents are described by characteristics such as target species, format and colour. An example use may be within a bird control system.
Pr_40_30_22_89 | 40 | 30 | 22 | 89 | Taste and scent bird deterrents | 味と香りの鳥抑止 |  | 45-35-22/360 Taste or scent deterrents; |  | Taste or scent deterrents are described by characteristics such as target species, format and deterrent type. An example use may be within a bird control system.
Pr_40_30_22_92 | 40 | 30 | 22 | 92 | Ultrasonic rodent repellers | 超音波げっ歯類忌避剤
Pr_40_30_22_95 | 40 | 30 | 22 | 95 | Vision disturbance bird deterrents | 視覚障害の鳥の抑止力 |  | 45-35-22/365 Vision disturbance bird deterrents; |  | Vision disturbance bird deterrents are described by characteristics such as target species, format and size. An example use may be within a bird control system.
Pr_40_30_22_96 | 40 | 30 | 22 | 96 | Visual threat bird deterrents | 視覚的脅威鳥抑止 |  | 45-35-22/370 Visual threat bird deterrents; |  | Visual threat bird deterrents are described by characteristics such as target species, format and size. An example use may be within a bird control system.
Pr_40_30_25 | 40 | 30 | 25 |  | Display and presentation fittings | ディスプレイおよびプレゼンテーションフィッティング |  |  |  | Audible signs are described by characteristics such as sign type, sign size and enclosure. An example use may be within an external electrical signage system.
Pr_40_30_25_03 | 40 | 30 | 25 | 03 | Audible signs | 可聴標識 |  | 45-35-82/315 Audible signs; |  | Audible signs are described by characteristics such as sign type, sign size and enclosure. An example use may be within an external electrical signage system.
Pr_40_30_25_04 | 40 | 30 | 25 | 04 | Audiovisual furniture | 視聴覚家具 |  | 45-35-25/305 Audio visual furniture; |  | Audio visual furniture are described by characteristics such as furniture, material and colour. An example use may be within a classroom fittings, furnishings and equipment system.
Pr_40_30_25_13 | 40 | 30 | 25 | 13 | Chalkboards | 黒板 |  | 45-35-25/310 Chalkboards; |  | Chalkboards are described by characteristics such as arrangement, dimensions and overall height. An example use may be within a classroom fittings, furnishings and equipment system.
Pr_40_30_25_17 | 40 | 30 | 25 | 17 | Computer-generated signs | コンピューター生成の標識 |  | 45-35-82/330 Computer generated signs; |  | Computer generated signs are described by characteristics such as sign type, sign size and enclosure. An example use may be within an external electrical signage system.
Pr_40_30_25_21 | 40 | 30 | 25 | 21 | Demountable podiums and staging | 取り外し可能な表彰台とステージング |  | 45-35-25/315 Demountable podia and staging; |  | Demountable podia and staging are described by characteristics such as arrangement, shape and dimensions. An example use may be within an auditoria fittings, furnishings and equipment system.
Pr_40_30_25_22 | 40 | 30 | 25 | 22 | Desktop lecterns | デスクトップ演壇
Pr_40_30_25_23 | 40 | 30 | 25 | 23 | Display screens | 表示画面
Pr_40_30_25_25 | 40 | 30 | 25 | 25 | Dot matrix displays | ドットマトリックス表示 |  | 45-35-82/340 Dot matrix displays; |  | Dot matrix displays are described by characteristics such as format, dimensions and frame. An example use may be within an external electrical signage system.
Pr_40_30_25_30 | 40 | 30 | 25 | 30 | Free-standing screens | 自立型スクリーン |  | 45-35-25/320 Freestanding screens; |  | Freestanding screens are described by characteristics such as design requirements, strength class and dimensions. An example use may be within an office fittings, furnishings and equipment system.
Pr_40_30_25_42 | 40 | 30 | 25 | 42 | Interactive whiteboards | インタラクティブホワイトボード
Pr_40_30_25_46 | 40 | 30 | 25 | 46 | Lecterns | 聖書台、講義台 |  | 45-35-25/325 Presentation lecterns; |  | Presentation lecterns are described by characteristics such as dimensions, construction and material. An example use may be within an auditoria fittings, furnishings and equipment system.
Pr_40_30_25_47 | 40 | 30 | 25 | 47 | Light emitting diode (LED) panels | 発光ダイオード（LED）パネル
Pr_40_30_25_48 | 40 | 30 | 25 | 48 | Liquid crystal display (LCD) panels | 液晶ディスプレイ（LCD）パネル |  | 45-35-82/365 Liquid crystal display panels (LCD); |  | Liquid crystal display panels (lcd) are described by characteristics such as screen size, frame and mounting arrangement. An example use may be within an external electrical signage system.
Pr_40_30_25_50 | 40 | 30 | 25 | 50 | Magnetic boards | 磁気ボード |  | 45-35-55/330 Magnetic boards; |  | Magnetic boards are described by characteristics such as form, dimensions and board surface.
Pr_40_30_25_55 | 40 | 30 | 25 | 55 | Multimedia screens | マルチメディア画面
Pr_40_30_25_58 | 40 | 30 | 25 | 58 | Noticeboards | 掲示板 |  | 45-35-55/340 Notice boards; |  | Notice boards are described by characteristics such as form, use and dimensions. An example use may be within a general fittings, furnishings and equipment system.
Pr_40_30_25_64 | 40 | 30 | 25 | 64 | Pinboards | ピンボード |  | 45-35-55/350 Pin boards; |  | Pin boards are described by characteristics such as material, dimensions and edges. An example use may be within a minor joinery system.
Pr_40_30_25_65 | 40 | 30 | 25 | 65 | Plasma display screens | プラズマディスプレイ画面 |  | 45-35-82/385 Plasma display panels; |  | Plasma display panels are described by characteristics such as screen size, frame and mounting arrangement. An example use may be within an internal electrical architectural signage system.
Pr_40_30_25_67 | 40 | 30 | 25 | 67 | Projection screens | 投影スクリーン
Pr_40_30_25_71 | 40 | 30 | 25 | 71 | Retail display fittings | 小売ディスプレイ継手
Pr_40_30_25_88 | 40 | 30 | 25 | 88 | Teaching walls | モニター一体型収納壁 |  | 45-35-25/330 Teaching walls; |  | Teaching walls are described by characteristics such as installation, dimensions and finish. An example use may be within a classroom fittings, furnishings and equipment system.
Pr_40_30_25_96 | 40 | 30 | 25 | 96 | Whiteboards | ホワイトボード |  | 45-35-25/335 Whiteboards; |  | Whiteboards are described by characteristics such as board type, dimensions (w x h) and frame. An example use may be within an office fittings, furnishings and equipment system.
Pr_40_30_26 | 40 | 30 | 26 |  | Drying lines | 乾燥ライン |  |  |  | Clothes drying lines are described by characteristics such as form and integral accessories. An example use may be within a sanitary accessories.
Pr_40_30_26_12 | 40 | 30 | 26 | 12 | Ceiling-mounted clothes-drying lines | 天井取り付け式衣類乾燥機 |  | 45-35-72/324 Clothes drying lines; |  | Clothes drying lines are described by characteristics such as form and integral accessories. An example use may be within a sanitary accessories.
Pr_40_30_26_30 | 40 | 30 | 26 | 30 | Folding wall-mounted clothes-drying lines | 折りたたみ式壁掛け式衣類乾燥ライン
Pr_40_30_26_32 | 40 | 30 | 26 | 32 | Free standing clothes-drying lines | 自立式衣類乾燥ライン
Pr_40_30_26_55 | 40 | 30 | 26 | 55 | Multiple line retractable clothes-drying lines | 複数のライン格納式衣類乾燥ライン |  | 45-35-86/343 Rotary clothes driers; |  | Rotary clothes driers are described by characteristics such as material, size and arms. An example use may be within an external furniture system.
Pr_40_30_26_63 | 40 | 30 | 26 | 63 | Photographic film-drying lines | 写真フィルム乾燥ライン
Pr_40_30_26_65 | 40 | 30 | 26 | 65 | Portable clothes-drying lines | ポータブル衣類乾燥ライン
Pr_40_30_26_72 | 40 | 30 | 26 | 72 | Rotary clothes-drying lines | 回転式衣類乾燥ライン
Pr_40_30_26_79 | 40 | 30 | 26 | 79 | Single line retractable clothes-drying lines | 単一行の格納式衣類乾燥ライン
Pr_40_30_29 | 40 | 30 | 29 |  | Fitted chairs, seats and benches | 取り付けられた椅子、座席およびベンチ |  |  |  | Retractable and demountable seating are described by characteristics such as form, telescopic platform and seats and backs. An example use may be within an auditoria fittings, furnishings and equipment system.
Pr_40_30_29_05 | 40 | 30 | 29 | 05 | Auditorium seating | 講堂の座席
Pr_40_30_29_12 | 40 | 30 | 29 | 12 | Choir seating | 合唱席
Pr_40_30_29_13 | 40 | 30 | 29 | 13 | Choir stalls | 合唱の屋台
Pr_40_30_29_22 | 40 | 30 | 29 | 22 | Demountable seats | 取り外し可能な座席 |  | 45-35-20/350 Retractable and demountable seating; |  | Retractable and demountable seating are described by characteristics such as form, telescopic platform and seats and backs. An example use may be within an auditoria fittings, furnishings and equipment system.
Pr_40_30_29_29 | 40 | 30 | 29 | 29 | Fixed seats | 固定席 |  | 45-35-20/345 Fixed seating; |  | Fixed seating are described by characteristics such as functions, dimensions and seats and backs. An example use may be within an auditoria fittings, furnishings and equipment system.
Pr_40_30_29_31 | 40 | 30 | 29 | 31 | Fixed observation poolside chairs | 固定式観察プールサイドチェア |  | 45-35-90/325 Observation chairs (fixed); |  | Observation chairs (fixed) are described by characteristics such as frame, seat and platform. An example use may be within a competitive swimming pool equipment systems.
Pr_40_30_29_46 | 40 | 30 | 29 | 46 | Leaning rails | ポールベンチ
Pr_40_30_29_61 | 40 | 30 | 29 | 61 | Pedicure chairs | ペディキュアチェア
Pr_40_30_29_72 | 40 | 30 | 29 | 72 | Retractable seats | 格納式シート |  | 45-35-20/350 Retractable and demountable seating; |  | Retractable and demountable seating are described by characteristics such as form, telescopic platform and seats and backs. An example use may be within an auditoria fittings, furnishings and equipment system.
Pr_40_30_29_79 | 40 | 30 | 29 | 79 | Sitting rails | 座用レール
Pr_40_30_29_83 | 40 | 30 | 29 | 83 | Spa foot ritual benches | スパフットリチュアルベンチ
Pr_40_30_29_84 | 40 | 30 | 29 | 84 | Street and site benches | ストリートベンチとサイトベンチ
Pr_40_30_29_85 | 40 | 30 | 29 | 85 | Street and site seats | ストリートおよびサイトの座席
Pr_40_30_29_88 | 40 | 30 | 29 | 88 | Thrones | 玉座
Pr_40_30_29_96 | 40 | 30 | 29 | 96 | Wall-fixed lift-up seats | 壁固定リフトアップシート
Pr_40_30_29_97 | 40 | 30 | 29 | 97 | Wall-mounted gallery benches | 壁ギャラリーベンチ
Pr_40_30_29_98 | 40 | 30 | 29 | 98 | Window seats | 窓側の席
Pr_40_30_30 | 40 | 30 | 30 |  | Fitted desks, tables and worktops | 取り付けられた机、テーブルおよび調理台 |  |  |  | Counter tops are described by characteristics such as material, dimensions and finish. An example use may be within a minor joinery system.
Pr_40_30_30_18 | 40 | 30 | 30 | 18 | Countertops | カウンタートップ |  | 45-35-95/310 Counter tops; |  | Counter tops are described by characteristics such as material, dimensions and finish. An example use may be within a minor joinery system.
Pr_40_30_30_22 | 40 | 30 | 30 | 22 | Dishwasher inlet tables | 食器洗い機入口テーブル |  | 45-35-15/434 Dishwasher inlet tables; |  | Dishwasher inlet tables are described by characteristics such as arrangement, dimensions and construction. An example use may be within a commercial catering fittings, furnishings and equipment system.
Pr_40_30_30_23 | 40 | 30 | 30 | 23 | Dishwasher outlet tables | 食器洗い機アウトレットテーブル |  | 45-35-15/436 Dishwasher outlet tables; |  | Dishwasher outlet tables are described by characteristics such as arrangement, dimensions and construction. An example use may be within a commercial catering fittings, furnishings and equipment system.
Pr_40_30_30_32 | 40 | 30 | 30 | 32 | Food preparation worktops | 調理用ワークトップ |  | 45-35-15/460 Stainless steel bench units; |  | Stainless steel bench units are described by characteristics such as arrangement, dimensions and duty. An example use may be within a commercial catering fittings, furnishings and equipment system.
Pr_40_30_30_42 | 40 | 30 | 30 | 42 | Industrial work benches | 産業用作業台
Pr_40_30_30_45 | 40 | 30 | 30 | 45 | Kitchen splashbacks | キッチンスプラッシュバック |  | 45-35-15/464 Splashbacks; |  | Splashbacks are described by characteristics such as material, edges and size. An example use may be within a domestic catering fittings, furnishings and equipment system.
Pr_40_30_30_47 | 40 | 30 | 30 | 47 | Laboratory work benches | 実験室用作業台
Pr_40_30_30_48 | 40 | 30 | 30 | 48 | Laboratory worktops | 実験室用ワークトップ
Pr_40_30_30_62 | 40 | 30 | 30 | 62 | Picnic tables | ピクニックテーブル |  | 45-35-86/325 Picnic tables; |  | Picnic tables are described by characteristics such as length, base and material. An example use may be within an external furniture system.
Pr_40_30_30_71 | 40 | 30 | 30 | 71 | Reception desks | 受付
Pr_40_30_30_78 | 40 | 30 | 30 | 78 | School art, design and technology work benches | 学校のアート、デザイン、テクノロジーのワークベンチ
Pr_40_30_30_79 | 40 | 30 | 30 | 79 | Servery counters | サーバーカウンター
Pr_40_30_30_80 | 40 | 30 | 30 | 80 | Sink tables | シンクテーブル
Pr_40_30_30_86 | 40 | 30 | 30 | 86 | Street and site tables | ストリートテーブルとサイトテーブル |  | 45-35-86/327 Tables; |  | Tables are described by characteristics such as dimensions, base and material. An example use may be within an external furniture system.
Pr_40_30_30_96 | 40 | 30 | 30 | 96 | Worktops | ワークトップ |  | 45-35-95/315 Worktops; |  | Worktops are described by characteristics such as material, dimensions and exposed edges. An example use may be within a minor joinery system.
Pr_40_30_31 | 40 | 30 | 31 |  | Flagpoles | 旗竿 |  |  |  | Flagstaffs are described by characteristics such as height, material and finish as delivered. An example use may be within an external furniture system.
Pr_40_30_31_29 | 40 | 30 | 31 | 29 | Fan-assisted ground-mounted flagpoles | ファンが補助する地上設置の旗竿
Pr_40_30_31_33 | 40 | 30 | 31 | 33 | Ground-mounted banner poles | 地上設置型バナーポール |  | 45-35-86/341 Flagstaffs; |  | Flagstaffs are described by characteristics such as height, material and finish as delivered. An example use may be within an external furniture system.
Pr_40_30_31_34 | 40 | 30 | 31 | 34 | Ground-mounted flagpoles | 地上設置旗竿 |  | 45-35-86/341 Flagstaffs; |  | Flagstaffs are described by characteristics such as height, material and finish as delivered. An example use may be within an external furniture system.
Pr_40_30_31_35 | 40 | 30 | 31 | 35 | Ground-mounted sleeved flagpoles | 地面取り付け袖付き旗竿
Pr_40_30_31_53 | 40 | 30 | 31 | 53 | Mobile telescopic flagpoles | 移動式伸縮旗竿
Pr_40_30_31_70 | 40 | 30 | 31 | 70 | Rigged and guyed flagpoles | 装備されたギグ旗竿
Pr_40_30_31_71 | 40 | 30 | 31 | 71 | Rigged un-guyed flagpoles | ギグされていない旗竿
Pr_40_30_31_96 | 40 | 30 | 31 | 96 | Wall-mounted flagpoles | 壁に取り付けられた旗竿
Pr_40_30_50 | 40 | 30 | 50 |  | Mail fittings | メールフィッティング |  |  |  | Letter boxes are described by characteristics such as classification grades (minimum), form and size.
Pr_40_30_50_46 | 40 | 30 | 50 | 46 | Letter boxes | レターボックス |  | 45-25-38/345 Letter boxes; |  | Letter boxes are described by characteristics such as classification grades (minimum), form and size.
Pr_40_30_50_47 | 40 | 30 | 50 | 47 | Letter cages | レターケージ
Pr_40_30_50_48 | 40 | 30 | 50 | 48 | Letter plate internal flaps and seals | レタープレートの内部フラップとシール |  | 45-25-38/350 Letter plate internal flaps or seals; |  | Letter plate internal flaps or seals are described by characteristics such as form, size and material and finish. An example use may be within a door hardware system.
Pr_40_30_50_49 | 40 | 30 | 50 | 49 | Letter plates | レタープレート |  | 45-25-38/355 Letter plates; |  | Letter plates are described by characteristics such as classification grades (minimum), operation and size. An example use may be within a door hardware system.
Pr_40_30_50_62 | 40 | 30 | 50 | 62 | Pigeonholes | ピジョンホール
Pr_40_30_50_65 | 40 | 30 | 50 | 65 | Post boxes | ポストボックス
Pr_40_30_55 | 40 | 30 | 55 |  | Musical instruments | 楽器 |  |  |  | Ships bell are described by characteristics such as material, size (nominal) and integral accessories.
Pr_40_30_55_06 | 40 | 30 | 55 | 06 | Bell frames | ベルフレーム
Pr_40_30_55_07 | 40 | 30 | 55 | 07 | Bell headstocks | ベルヘッドストック
Pr_40_30_55_08 | 40 | 30 | 55 | 08 | Bell wheels | ベルホイール
Pr_40_30_55_10 | 40 | 30 | 55 | 10 | Bracket bells | ブラケットベル
Pr_40_30_55_77 | 40 | 30 | 55 | 77 | Ship’s bells | 船の鐘 |  | 45-25-38/365 Ships bell; |  | Ships bell are described by characteristics such as material, size (nominal) and integral accessories.
Pr_40_30_55_89 | 40 | 30 | 55 | 89 | Tower bells | タワーベル
Pr_40_30_55_90 | 40 | 30 | 55 | 90 | Tubular bells | 管状の鐘
Pr_40_30_55_91 | 40 | 30 | 55 | 91 | Turret bells | タレットベル
Pr_40_30_61 | 40 | 30 | 61 |  | Play equipment | 遊具 |  |  |  | Climbing frames are described by characteristics such as age range, plan size and height. An example use may be within a playground equipment system.
Pr_40_30_61_15 | 40 | 30 | 61 | 15 | Climbing frames | クライミングフレーム |  | 45-35-60/341 Climbing frames; |  | Climbing frames are described by characteristics such as age range, plan size and height. An example use may be within a playground equipment system.
Pr_40_30_61_18 | 40 | 30 | 61 | 18 | Combined play structures | 結合されたプレイ構造 |  | 45-35-60/331 Combined play structures; |  | Combined play structures are described by characteristics such as age range, highest platform height and components. An example use may be within a playground equipment system.
Pr_40_30_61_40 | 40 | 30 | 61 | 40 | Imaginative play structures | 複合型遊具、滑り台 |  | 45-35-60/335 Imaginative play structures; |  | Imaginative play structures are described by characteristics such as age range, highest platform height and components. An example use may be within a playground equipment system.
Pr_40_30_61_42 | 40 | 30 | 61 | 42 | Infants' swings | 幼児のブランコ |  | 45-35-60/327 Swings; |  | Swings are described by characteristics such as standards, age range and equipment type. An example use may be within a playground equipment system.
Pr_40_30_61_52 | 40 | 30 | 61 | 52 | Modular play climbers | モジュール式プレイクライマー |  | 45-35-60/339 Modular climbers; |  | Modular climbers are described by characteristics such as age range, plan size and height. An example use may be within a playground equipment system.
Pr_40_30_61_61 | 40 | 30 | 61 | 61 | Play panels | プレイパネル |  | 45-35-60/337 Play panels; |  | Play panels are described by characteristics such as age range, size and thickness. An example use may be within a playground equipment system.
Pr_40_30_61_62 | 40 | 30 | 61 | 62 | Play pools | プレイプール |  | 45-35-60/355 Pools; |  | Pools are described by characteristics such as water connections, dimensions and materials. An example use may be within a playground equipment system.
Pr_40_30_61_63 | 40 | 30 | 61 | 63 | Play roundabouts | 回転式遊具 |  | 45-35-60/323 Roundabouts; |  | Roundabouts are described by characteristics such as standards, age range and diameter. An example use may be within a playground equipment system.
Pr_40_30_61_64 | 40 | 30 | 61 | 64 | Play runways | ロープ遊具 |  | 45-35-60/319 Runways; |  | Runways are described by characteristics such as standards, style and age range. An example use may be within a playground equipment system.
Pr_40_30_61_65 | 40 | 30 | 61 | 65 | Play sandpits | 砂場 |  | 45-35-60/357 Sandpits; |  | Sandpits are described by characteristics such as materials, finish as delivered and colours. An example use may be within a playground equipment system.
Pr_40_30_61_66 | 40 | 30 | 61 | 66 | Play slides | 滑り台 |  | 45-35-60/321 Slides; |  | Slides are described by characteristics such as standards, age range and format. An example use may be within a playground equipment system.
Pr_40_30_61_67 | 40 | 30 | 61 | 67 | Play swings | ブランコ |  | 45-35-60/327 Swings; |  | Swings are described by characteristics such as standards, age range and equipment type. An example use may be within a playground equipment system.
Pr_40_30_61_77 | 40 | 30 | 61 | 77 | See-saws | シーソー |  | 45-35-60/311 See-saws; |  | See-saws are described by characteristics such as standards, age range and number of seats. An example use may be within a playground equipment system.
Pr_40_30_61_78 | 40 | 30 | 61 | 78 | Sensory play structures | 感覚遊び構造 |  | 45-35-60/333 Sensory play structures; |  | Sensory play structures are described by characteristics such as highest platform height, sensory features and components. An example use may be within a playground equipment system.
Pr_40_30_61_79 | 40 | 30 | 61 | 79 | Sit-on rockers | シットオンロッカー
Pr_40_30_61_82 | 40 | 30 | 61 | 82 | Spinning poles | スピニングポール |  | 45-35-60/325 Spinning poles; |  | Spinning poles are described by characteristics such as standards, age range and materials. An example use may be within a playground equipment system.
Pr_40_30_61_88 | 40 | 30 | 61 | 88 | Traditional rockers | 伝統的なロッカー |  | 45-35-60/315 Traditional rockers; |  | Traditional rockers are described by characteristics such as standards, age range and number of seats. An example use may be within a playground equipment system.
Pr_40_30_61_95 | 40 | 30 | 61 | 95 | Water play equipment | 水遊び用具 |  | 90-15-90/451 Water play equipment; |  | Water play equipment are described by characteristics such as physical properties, performance and features. An example use may be within a water play system.
Pr_40_30_61_96 | 40 | 30 | 61 | 96 | Water play fountains | 水遊び用噴水 |  | 45-35-60/351 Water play fountains; |  | Water play fountains are described by characteristics such as format, water connections and spray nozzle. An example use may be within a playground equipment system.
Pr_40_30_61_97 | 40 | 30 | 61 | 97 | Water play structures | 水遊び構造 |  | 45-35-60/353 Water play structures; |  | Water play structures are described by characteristics such as equipment type, water connections and materials. An example use may be within a playground equipment system.
Pr_40_30_61_98 | 40 | 30 | 61 | 98 | Wobble boards | ウォブルボード |  | 45-35-60/317 Wobble boards; |  | Wobble boards are described by characteristics such as standards, age range and materials. An example use may be within a playground equipment system.
Pr_40_30_65 | 40 | 30 | 65 |  | Point of sale fittings | POSフィッティング
Pr_40_30_65_11 | 40 | 30 | 65 | 11 | Cash registers | レジ
Pr_40_30_65_12 | 40 | 30 | 65 | 12 | Cash transfer units | 現金振替ユニット
Pr_40_30_65_13 | 40 | 30 | 65 | 13 | Cashier drawers | キャッシャードロワー
Pr_40_30_65_60 | 40 | 30 | 65 | 60 | Paystations and troughs | ペイステーションとトラフ
Pr_40_30_65_65 | 40 | 30 | 65 | 65 | Point of sale units | POSユニット
Pr_40_30_65_88 | 40 | 30 | 65 | 88 | Tills | 耕うん
Pr_40_30_66 | 40 | 30 | 66 |  | Poster display units | ポスター表示ユニット |  |  |  | Digital poster displays are described by characteristics such as screen size, frame and mounting arrangement. An example use may be within an external electrical signage system.
Pr_40_30_66_22 | 40 | 30 | 66 | 22 | Digital poster display units | デジタルポスターディスプレイユニット |  | 45-35-82/335 Digital poster displays; |  | Digital poster displays are described by characteristics such as screen size, frame and mounting arrangement. An example use may be within an external electrical signage system.
Pr_40_30_66_73 | 40 | 30 | 66 | 73 | Rolling poster display units | ローリングポスターディスプレイユニット
Pr_40_30_66_74 | 40 | 30 | 66 | 74 | Rotating poster display units | 回転ポスター表示ユニット
Pr_40_30_66_84 | 40 | 30 | 66 | 84 | Static poster display units | 静的ポスター表示ユニット
Pr_40_30_71 | 40 | 30 | 71 |  | Religious fittings | 宗教的な付属品
Pr_40_30_71_01 | 40 | 30 | 71 | 01 | Abat-voix | アバトボワ
Pr_40_30_71_03 | 40 | 30 | 71 | 03 | Ambons | アンボンズ
Pr_40_30_71_06 | 40 | 30 | 71 | 06 | Baldachins | バルダキン
Pr_40_30_71_07 | 40 | 30 | 71 | 07 | Bimahs | ビマ
Pr_40_30_71_31 | 40 | 30 | 71 | 31 | Fonts | 書体
Pr_40_30_71_36 | 40 | 30 | 71 | 36 | Hassocks | ハソックス
Pr_40_30_71_51 | 40 | 30 | 71 | 51 | Minbars | ミンバー
Pr_40_30_71_56 | 40 | 30 | 71 | 56 | Nave lecterns | 身廊
Pr_40_30_71_68 | 40 | 30 | 71 | 68 | Pulpits | 説教壇
Pr_40_30_75 | 40 | 30 | 75 |  | Safes and security cabinets | 金庫とセキュリティキャビネット
Pr_40_30_75_11 | 40 | 30 | 75 | 11 | Cash safes | 現金金庫
Pr_40_30_75_16 | 40 | 30 | 75 | 16 | Computer safes | コンピュータ金庫
Pr_40_30_75_20 | 40 | 30 | 75 | 20 | Cupboard safes | 食器棚金庫
Pr_40_30_75_21 | 40 | 30 | 75 | 21 | Data protection safes | データ保護金庫
Pr_40_30_75_22 | 40 | 30 | 75 | 22 | Deposit safes | 預金金庫
Pr_40_30_75_29 | 40 | 30 | 75 | 29 | Fire protection safes | 防火金庫
Pr_40_30_75_30 | 40 | 30 | 75 | 30 | Firearm security cabinets | 銃器セキュリティキャビネット
Pr_40_30_75_31 | 40 | 30 | 75 | 31 | Floorboard safes | 床板金庫
Pr_40_30_75_36 | 40 | 30 | 75 | 36 | High-security safes | 安全性の高い金庫
Pr_40_30_75_38 | 40 | 30 | 75 | 38 | Home and office safes | 家庭用およびオフィス用金庫
Pr_40_30_75_39 | 40 | 30 | 75 | 39 | Hotel safes | ホテルの金庫
Pr_40_30_75_45 | 40 | 30 | 75 | 45 | Key safes | 主要金庫
Pr_40_30_75_49 | 40 | 30 | 75 | 49 | Lead security cabinets | セキュリティキャビネットをリード
Pr_40_30_75_51 | 40 | 30 | 75 | 51 | Medical safes | 医療金庫
Pr_40_30_75_55 | 40 | 30 | 75 | 55 | Multipurpose security cabinets | 多目的セキュリティキャビネット
Pr_40_30_75_60 | 40 | 30 | 75 | 60 | Parcel safes | 小包金庫
Pr_40_30_75_63 | 40 | 30 | 75 | 63 | Plate safes | プレート金庫
Pr_40_30_75_76 | 40 | 30 | 75 | 76 | Secure rooms | 安全な部屋
Pr_40_30_75_84 | 40 | 30 | 75 | 84 | Steel security cabinets | スチール製セキュリティキャビネット
Pr_40_30_75_90 | 40 | 30 | 75 | 90 | Tool vaults | ツールボールト
Pr_40_30_75_93 | 40 | 30 | 75 | 93 | Underfloor safes | 床下の金庫
Pr_40_30_75_94 | 40 | 30 | 75 | 94 | Vault doors | 金庫室の扉
Pr_40_30_75_96 | 40 | 30 | 75 | 96 | Wall safes | 壁の金庫
Pr_40_30_78 | 40 | 30 | 78 |  | Shelves and storage units | 棚と収納ユニット |  |  |  | Bathroom cabinets are described by characteristics such as form, material and colour and finish. An example use may be within a sanitary accessories.
Pr_40_30_78_01 | 40 | 30 | 78 | 01 | Airing cabinets | 放送キャビネット
Pr_40_30_78_02 | 40 | 30 | 78 | 02 | Archive shelves | アーカイブ棚
Pr_40_30_78_03 | 40 | 30 | 78 | 03 | Bathroom cabinets | 浴室用キャビネット |  | 45-35-72/318 Bathroom cabinets; |  | Bathroom cabinets are described by characteristics such as form, material and colour and finish. An example use may be within a sanitary accessories.
Pr_40_30_78_05 | 40 | 30 | 78 | 05 | Bathroom furniture | バスルーム家具 |  | 45-35-72/320 Bathroom integrated ductwork; |  | Bathroom integrated ductwork are described by characteristics such as form, materials and size (nominal). An example use may be within a sanitary accessories.
Pr_40_30_78_06 | 40 | 30 | 78 | 06 | Bathroom shelves | バスルームの棚 |  | 45-35-72/354 Shelves; |  | Shelves are described by characteristics such as form, material and colour and finish. An example use may be within a sanitary accessories.
Pr_40_30_78_07 | 40 | 30 | 78 | 07 | Bedside units | ベッドサイドユニット
Pr_40_30_78_08 | 40 | 30 | 78 | 08 | Bottle racks | ボトルラック
Pr_40_30_78_09 | 40 | 30 | 78 | 09 | Bowl and bucket holders | ボウルホルダーとバケットホルダー
Pr_40_30_78_11 | 40 | 30 | 78 | 11 | Chests | チェスト
Pr_40_30_78_12 | 40 | 30 | 78 | 12 | Classroom storage units | 教室の収納ユニット |  | 45-35-80/330 Classroom storage; |  | Classroom storage are described by characteristics such as storage units, dimensions and material. An example use may be within a classroom fittings, furnishings and equipment system.
Pr_40_30_78_13 | 40 | 30 | 78 | 13 | Cloakroom units | クロークユニット |  | 45-35-80/335 Cloak units; |  | Cloak units are described by characteristics such as unit type, dimensions and material. An example use may be within a general fittings, furnishings and equipment system.
Pr_40_30_78_14 | 40 | 30 | 78 | 14 | Clothes drying cabinets | 衣類乾燥キャビネット
Pr_40_30_78_15 | 40 | 30 | 78 | 15 | Clothes hooks | 洋服フック |  | 45-35-72/322 Clothes hooks; |  | Clothes hooks are described by characteristics such as form, material and integral accessories. An example use may be within a panel cubicle system.
Pr_40_30_78_16 | 40 | 30 | 78 | 16 | Coat hooks | コートフック |  | 45-25-38/310 Coat hooks; |  | Coat hooks are described by characteristics such as form, material and finish and colour. An example use may be within a door hardware system.
Pr_40_30_78_17 | 40 | 30 | 78 | 17 | Coat racks | コートラック |  | 45-35-35/400 Coat racks; |  | Coat racks are described by characteristics such as arrangement, mounting and overall length. An example use may be within a general fittings, furnishings and equipment system.
Pr_40_30_78_18 | 40 | 30 | 78 | 18 | College bedroom shelves | 大学の寝室の棚
Pr_40_30_78_19 | 40 | 30 | 78 | 19 | Commercial kitchen shelving and racking units | 業務用キッチン棚およびラックユニット |  | 45-35-15/462 Stainless steel shelving and racking units; |  | Stainless steel shelving and racking units are described by characteristics such as arrangement, dimensions and duty. An example use may be within a commercial catering fittings, furnishings and equipment system.
Pr_40_30_78_20 | 40 | 30 | 78 | 20 | Copyholders | コピーホルダー
Pr_40_30_78_21 | 40 | 30 | 78 | 21 | Couch roll holders | カウチロールホルダー
Pr_40_30_78_22 | 40 | 30 | 78 | 22 | Credenzas | クレデンツァ
Pr_40_30_78_23 | 40 | 30 | 78 | 23 | Desk tidies | デスク整頓
Pr_40_30_78_24 | 40 | 30 | 78 | 24 | Display cases | 陳列棚
Pr_40_30_78_25 | 40 | 30 | 78 | 25 | Drawer units | 引き出しユニット
Pr_40_30_78_26 | 40 | 30 | 78 | 26 | Dressers | ドレッサー
Pr_40_30_78_27 | 40 | 30 | 78 | 27 | Equipment storage racks | 機器収納ラック
Pr_40_30_78_28 | 40 | 30 | 78 | 28 | External storage units | 外部ストレージユニット
Pr_40_30_78_29 | 40 | 30 | 78 | 29 | Filing cabinets | ファイリングキャビネット
Pr_40_30_78_30 | 40 | 30 | 78 | 30 | Folding tables storage cabinets | 折りたたみテーブル収納キャビネット
Pr_40_30_78_33 | 40 | 30 | 78 | 33 | Glazed bookcases | ガラス製本棚
Pr_40_30_78_40 | 40 | 30 | 78 | 40 | Index storage units | インデックスストレージユニット
Pr_40_30_78_41 | 40 | 30 | 78 | 41 | In-the-round display cases | 円形の陳列ケース
Pr_40_30_78_42 | 40 | 30 | 78 | 42 | Kitchen drawer units | キッチン引き出しユニット
Pr_40_30_78_43 | 40 | 30 | 78 | 43 | Kitchen bench cupboards | キッチンベンチ食器棚
Pr_40_30_78_44 | 40 | 30 | 78 | 44 | Kitchen overhead cupboards | キッチンオーバーヘッド戸棚
Pr_40_30_78_45 | 40 | 30 | 78 | 45 | Kitchen storage units | キッチン収納ユニット |  | 45-35-80/340 Kitchen storage units; |  | Kitchen storage units are described by characteristics such as form, dimensions and surface finishes. An example use may be within a general fittings, furnishings and equipment system.
Pr_40_30_78_46 | 40 | 30 | 78 | 46 | Laboratory storage units | 実験室用保管ユニット |  | 45-35-80/350 Laboratory storage; |  | Laboratory storage are described by characteristics such as form, dimensions and material. An example use may be within a laboratory fittings, furnishings and equipment system.
Pr_40_30_78_47 | 40 | 30 | 78 | 47 | Library shelf units | ライブラリシェルフユニット
Pr_40_30_78_48 | 40 | 30 | 78 | 48 | Lockers | ロッカー |  | 45-35-80/380 Lockers; |  | Lockers are described by characteristics such as performance requirements, locker type and dimensions. An example use may be within a general fittings, furnishings and equipment system.
Pr_40_30_78_51 | 40 | 30 | 78 | 51 | Media wall partition units | メディアウォールパーティションユニット |  | 45-35-80/410 Media wall partition units; |  | Media wall partition units are described by characteristics such as third party accreditation, wood in joinery standard and unit size. An example use may be within a media wall partition system.
Pr_40_30_78_52 | 40 | 30 | 78 | 52 | Medicine cabinets | 薬棚
Pr_40_30_78_53 | 40 | 30 | 78 | 53 | Movable aisle storage units | 可動通路収納ユニット
Pr_40_30_78_55 | 40 | 30 | 78 | 55 | Museum showcases | 博物館のショーケース
Pr_40_30_78_57 | 40 | 30 | 78 | 57 | Office storage units | オフィス収納ユニット |  | 45-35-80/360 Office storage; |  | Office storage are described by characteristics such as storage units, dimensions and material. An example use may be within an office fittings, furnishings and equipment system.
Pr_40_30_78_58 | 40 | 30 | 78 | 58 | Open bookcases | 開口式本棚
Pr_40_30_78_63 | 40 | 30 | 78 | 63 | Plan chests | チェストを計画する
Pr_40_30_78_65 | 40 | 30 | 78 | 65 | Post room racks | ポストルームラック
Pr_40_30_78_70 | 40 | 30 | 78 | 70 | Refrigerated mortuary storage units | 冷蔵用遺体保管ユニット
Pr_40_30_78_71 | 40 | 30 | 78 | 71 | Retail shelf units | 小売棚ユニット
Pr_40_30_78_72 | 40 | 30 | 78 | 72 | Retail storage units | 小売保管ユニット
Pr_40_30_78_73 | 40 | 30 | 78 | 73 | Rotary storage units | ロータリーストレージユニット
Pr_40_30_78_76 | 40 | 30 | 78 | 76 | Security cages | セキュリティケージ |  | 45-35-80/370 Security cages; |  | Security cages are described by characteristics such as form, dimensions and frame. An example use may be within a general fittings, furnishings and equipment system.
Pr_40_30_78_77 | 40 | 30 | 78 | 77 | Shelf units | 棚ユニット |  | 45-35-80/310 Shelf units; |  | Shelf units are described by characteristics such as form, dimensions and materials. An example use may be within a general fittings, furnishings and equipment system.
Pr_40_30_78_78 | 40 | 30 | 78 | 78 | Shelves | 棚 |  | 45-35-80/320 Shelves; |  | Shelves are described by characteristics such as material, dimensions and integral accessories. An example use may be within a classroom fittings, furnishings and equipment system.
Pr_40_30_78_79 | 40 | 30 | 78 | 79 | Shelf and racking units | 棚およびラッキングユニット
Pr_40_30_78_80 | 40 | 30 | 78 | 80 | Shoe trees | 靴の木
Pr_40_30_78_81 | 40 | 30 | 78 | 81 | Sideboards | サイドボード
Pr_40_30_78_84 | 40 | 30 | 78 | 84 | Storage carousels | ストレージカルーセル
Pr_40_30_78_85 | 40 | 30 | 78 | 85 | Storage chests | 収納チェスト
Pr_40_30_78_86 | 40 | 30 | 78 | 86 | Storage wall partition units | 収納壁仕切りユニット |  | 45-35-80/430 Storage wall partition units; |  | Storage wall partition units are described by characteristics such as third party accreditation, wood in joinery standard and unit size. An example use may be within a storage wall partition system.
Pr_40_30_78_87 | 40 | 30 | 78 | 87 | Suspension storage units | サスペンション収納ユニット
Pr_40_30_78_88 | 40 | 30 | 78 | 88 | Table storage credenzas | テーブルストレージクレデンザ
Pr_40_30_78_90 | 40 | 30 | 78 | 90 | Tool chests | ツールチェスト
Pr_40_30_78_93 | 40 | 30 | 78 | 93 | Under-bed storage units | ベッド下収納ユニット
Pr_40_30_78_95 | 40 | 30 | 78 | 95 | Wardrobe rails | ワードローブレール
Pr_40_30_78_96 | 40 | 30 | 78 | 96 | Wardrobes | ワードローブ
Pr_40_30_78_97 | 40 | 30 | 78 | 97 | Weights storage racks | ウェイト収納ラック
Pr_40_30_80 | 40 | 30 | 80 |  | Skateboard installations | スケートボードのインストール |  |  |  | Skate bowls are described by characteristics such as size, materials and finish as delivered. An example use may be within a skate parks equipment systems.
Pr_40_30_80_75 | 40 | 30 | 80 | 75 | Skate bowls | スケートボウル |  | 45-35-60/391 Skate bowls; |  | Skate bowls are described by characteristics such as size, materials and finish as delivered. An example use may be within a skate parks equipment systems.
Pr_40_30_80_77 | 40 | 30 | 80 | 77 | Skate edges | スケートエッジ |  | 45-35-60/395 Skate edges; |  | Skate edges are described by characteristics such as equipment type, dimensions and materials. An example use may be within a skate parks equipment systems.
Pr_40_30_80_78 | 40 | 30 | 80 | 78 | Skate pipes | スケートパイプ |  | 45-35-60/385 Skate pipes; |  | Skate pipes are described by characteristics such as equipment type, dimensions and materials. An example use may be within a skate parks equipment systems.
Pr_40_30_80_80 | 40 | 30 | 80 | 80 | Skate platforms | スケートプラットフォーム |  | 45-35-60/383 Platforms; |  | Platforms are described by characteristics such as equipment type, dimensions and materials. An example use may be within a cycle course equipment systems.
Pr_40_30_80_81 | 40 | 30 | 80 | 81 | Skate rails | スケートレール |  | 45-35-60/393 Skate rails; |  | Skate rails are described by characteristics such as equipment type, length and materials. An example use may be within a skate parks equipment systems.
Pr_40_30_80_82 | 40 | 30 | 80 | 82 | Skate ramps | スケートランプ |  | 45-35-60/387 Skate ramps; |  | Skate ramps are described by characteristics such as width, length and materials. An example use may be within a skate parks equipment systems.
Pr_40_30_80_83 | 40 | 30 | 80 | 83 | Skate stairs | スケート階段 |  | 45-35-60/389 Skate stairs; |  | Skate stairs are described by characteristics such as dimensions, materials and finish as delivered. An example use may be within a skate parks equipment systems.
Pr_40_30_83 | 40 | 30 | 83 |  | Sports fittings | スポーツフィッティング |  |  |  | Basketball hoops are described by characteristics such as hoop type, free space and overall height. An example use may be within a court equipment systems.
Pr_40_30_83_08 | 40 | 30 | 83 | 08 | Basketball hoops | バスケットボールフープ |  | 45-35-60/411 Basketball hoops; |  | Basketball hoops are described by characteristics such as hoop type, free space and overall height. An example use may be within a court equipment systems.
Pr_40_30_83_10 | 40 | 30 | 83 | 10 | Bouldering holds | ボルダリングホールド
Pr_40_30_83_11 | 40 | 30 | 83 | 11 | Bouldering walls | ボルダリングの壁
Pr_40_30_83_14 | 40 | 30 | 83 | 14 | Climbing walls | クライミングウォール |  | 45-35-60/363 Climbing walls; |  | Climbing walls are described by characteristics such as age range, climbing wall type and dimensions. An example use may be within a playground equipment system.
Pr_40_30_83_37 | 40 | 30 | 83 | 37 | Hanging and stretching equipment | 吊り下げおよび伸張装置 |  | 45-35-60/375 Hanging and stretching equipment; |  | Hanging and stretching equipment are described by characteristics such as equipment type, materials and finish as delivered. An example use may be within a playground equipment system.
Pr_40_30_84 | 40 | 30 | 84 |  | Sports goals | スポーツゴール |  |  |  | Water polo goals (fixed) are described by characteristics such as frame, net and fixings. An example use may be within a competitive swimming pool equipment systems.
Pr_40_30_84_04 | 40 | 30 | 84 | 04 | American football goalposts | アメリカンフットボールのゴールポスト
Pr_40_30_84_05 | 40 | 30 | 84 | 05 | Australian football goalposts | オーストラリアのサッカーのゴールポスト
Pr_40_30_84_28 | 40 | 30 | 84 | 28 | Five-a-side football goals | 5人制サッカーゴール
Pr_40_30_84_29 | 40 | 30 | 84 | 29 | Fixed water polo goals | 水球ゴール |  | 45-35-90/480 Water polo goals (fixed); |  | Water polo goals (fixed) are described by characteristics such as frame, net and fixings. An example use may be within a competitive swimming pool equipment systems.
Pr_40_30_84_30 | 40 | 30 | 84 | 30 | Floating water polo goals | フローティング水球のゴール |  | 45-35-90/485 Water polo goals (floating); |  | Water polo goals (floating) are described by characteristics such as goal type, frame and nets. An example use may be within a leisure swimming pool equipment systems.
Pr_40_30_84_31 | 40 | 30 | 84 | 31 | Football goals | サッカーゴール |  | 45-35-60/417 Football goals; |  | Football goals are described by characteristics such as size, posts and net. An example use may be within a pitch equipment systems.
Pr_40_30_84_33 | 40 | 30 | 84 | 33 | Gaelic football goalposts | ゲーリックサッカーのゴールポスト
Pr_40_30_84_36 | 40 | 30 | 84 | 36 | Handball goals | ハンドボールのゴール |  | 45-35-60/415 Handball goals; |  | Handball goals are described by characteristics such as size, posts and net. An example use may be within a court equipment systems.
Pr_40_30_84_39 | 40 | 30 | 84 | 39 | Hockey goals | ホッケーゴール |  | 45-35-60/413 Hockey goals; |  | Hockey goals are described by characteristics such as size, posts and net. An example use may be within a pitch equipment systems.
Pr_40_30_84_40 | 40 | 30 | 84 | 40 | Ice hockey goals | アイスホッケーゴール
Pr_40_30_84_46 | 40 | 30 | 84 | 46 | Lacrosse goals | ラクロスゴール
Pr_40_30_84_56 | 40 | 30 | 84 | 56 | Netball goals | ネットボールゴール |  | 45-35-60/419 Netball goals; |  | Netball goals are described by characteristics such as pole, ring and net. An example use may be within a court equipment systems.
Pr_40_30_84_65 | 40 | 30 | 84 | 65 | Polo goal posts | ポロゴールポスト
Pr_40_30_84_69 | 40 | 30 | 84 | 69 | Quidditch goals | クィディッチゴール
Pr_40_30_84_74 | 40 | 30 | 84 | 74 | Rugby goalposts | ラグビーのゴールポスト |  | 45-35-60/421 Rugby posts; |  | Rugby posts are described by characteristics such as width between posts, posts and post pads. An example use may be within a pitch equipment systems.
Pr_40_30_85 | 40 | 30 | 85 |  | Sports netting | スポーツネット |  |  |  | Badminton nets are described by characteristics such as posts and net. An example use may be within a court equipment systems.
Pr_40_30_85_04 | 40 | 30 | 85 | 04 | Archery nets | アーチェリーネット
Pr_40_30_85_06 | 40 | 30 | 85 | 06 | Badminton nets | バドミントンネット |  | 45-35-60/423 Badminton nets; |  | Badminton nets are described by characteristics such as posts and net. An example use may be within a court equipment systems.
Pr_40_30_85_17 | 40 | 30 | 85 | 17 | Cricket nets | クリケットネット |  | 45-35-60/433 Cricket cages; |  | Cricket cages are described by characteristics such as stand type, size and structure. An example use may be within a pitch equipment systems.
Pr_40_30_85_24 | 40 | 30 | 85 | 24 | Driving range nets | ドライビングレンジネット
Pr_40_30_85_34 | 40 | 30 | 85 | 34 | Golf course nets | ゴルフコースネット
Pr_40_30_85_80 | 40 | 30 | 85 | 80 | Space nets | スペースネット |  | 45-35-60/361 Space nets; |  | Space nets are described by characteristics such as age range, dimensions and rope. An example use may be within a playground equipment system.
Pr_40_30_85_85 | 40 | 30 | 85 | 85 | Stadium nets | スタジアムネット
Pr_40_30_85_87 | 40 | 30 | 85 | 87 | Tennis nets | テニスネット |  | 45-35-60/425 Tennis nets; |  | Tennis nets are described by characteristics such as posts and net. An example use may be within a court equipment systems.
Pr_40_30_85_95 | 40 | 30 | 85 | 95 | Volleyball nets | バレーボールネット |  | 45-35-60/429 Volleyball nets; |  | Volleyball nets are described by characteristics such as posts and net. An example use may be within a court equipment systems.
Pr_40_30_86 | 40 | 30 | 86 |  | Swimming pool fittings | スイミングプールの付属品 |  |  |  | Diving platforms are described by characteristics such as platforms, stand and steps and handrail. An example use may be within a diving pool equipment system.
Pr_40_30_86_22 | 40 | 30 | 86 | 22 | Diving platforms | ダイビングプラットフォーム |  | 45-35-90/345 Diving platforms; |  | Diving platforms are described by characteristics such as platforms, stand and steps and handrail. An example use may be within a diving pool equipment system.
Pr_40_30_86_24 | 40 | 30 | 86 | 24 | Diving springboards | 飛び込み板 |  | 45-35-90/350 Diving springboards; |  | Diving springboards are described by characteristics such as board, stand and steps and handrail. An example use may be within a leisure swimming pool equipment systems.
Pr_40_30_86_28 | 40 | 30 | 86 | 28 | False start posts | フライング判定機 |  | 45-35-90/390 False start posts; |  | False start posts are described by characteristics such as material, height and section. An example use may be within a competitive swimming pool equipment systems.
Pr_40_30_86_30 | 40 | 30 | 86 | 30 | Fixed domestic diving boards | 固定式ダイビングボード |  | 45-35-90/430 Starting platforms (portable); |  | Starting platforms (portable) are described by characteristics such as slope angle, height above pool surround (minimum) and top platform. An example use may be within a leisure swimming pool equipment systems.
Pr_40_30_86_32 | 40 | 30 | 86 | 32 | Fixed starting platforms | 固定開始プラットフォーム |  | 45-35-90/425 Starting platforms (fixed); |  | Starting platforms (fixed) are described by characteristics such as slope angle, height of platform above water surface (minimum) and top platform.
Pr_40_30_86_47 | 40 | 30 | 86 | 47 | Lane rope storage floor cover plates | レーンロープ収納床カバープレート |  | 45-35-90/415 Lane rope storage floor cover plates; |  | Lane rope storage floor cover plates are described by characteristics such as material, opening size and roller guides. An example use may be within a competitive swimming pool equipment systems.
Pr_40_30_86_59 | 40 | 30 | 86 | 59 | Pool rails | プールレール |  | 45-35-90/385 Rails; |  | Rails are described by characteristics such as rail type, material and section. An example use may be within a competitive swimming pool equipment systems.
Pr_40_30_86_78 | 40 | 30 | 86 | 78 | Small water flumes | 小さな水路 |  | 45-35-90/355 Small water flumes; |  | Small water flumes are described by characteristics such as shape, flume and steps. An example use may be within a leisure swimming pool equipment systems.
Pr_40_30_86_80 | 40 | 30 | 86 | 80 | Small water slides | 小さなウォータースライド |  | 45-35-90/360 Small water slides; |  | Small water slides are described by characteristics such as slide type, slide and steps. An example use may be within a leisure swimming pool equipment systems.
Pr_40_30_86_88 | 40 | 30 | 86 | 88 | Touch panels | タッチパネル |  | 45-35-90/435 Touch panels; |  | Touch panels are described by characteristics such as dimensions (width x height), thickness and material. An example use may be within a competitive swimming pool equipment systems.
Pr_40_30_86_90 | 40 | 30 | 86 | 90 | Turning boards | ターニングボード |  | 45-35-90/440 Turning boards; |  | Turning boards are described by characteristics such as dimensions (width x height) and material. An example use may be within a competitive swimming pool equipment systems.
Pr_40_30_86_95 | 40 | 30 | 86 | 95 | Water polo catwalks | 水球キャットウォーク |  | 45-35-90/465 Water polo catwalk; |  | Water polo catwalk are described by characteristics such as frame, length and width. An example use may be within a competitive swimming pool equipment systems.
Pr_40_30_86_96 | 40 | 30 | 86 | 96 | Water polo field markers | 水球フィールドマーカー |  | 45-35-90/470 Water polo field markers; |  | Water polo field markers are described by characteristics such as markers, height and number required. An example use may be within a leisure swimming pool equipment systems.
Pr_40_50 | 40 | 50 |  |  | Furnishings | 家具
Pr_40_50_05 | 40 | 50 | 05 |  | Artworks | アートワーク |  |  |  | Proprietary sculpture and landscape art are described by characteristics such as supplier, material and nominal size. An example use may be within an artwork system.
Pr_40_50_05_02 | 40 | 50 | 05 | 02 | Acrylic paintings | アクリル画
Pr_40_50_05_11 | 40 | 50 | 05 | 11 | Carvings | 彫刻
Pr_40_50_05_13 | 40 | 50 | 05 | 13 | Chalk drawings | チョーク図面
Pr_40_50_05_14 | 40 | 50 | 05 | 14 | Charcoal drawings | 木炭画
Pr_40_50_05_24 | 40 | 50 | 05 | 24 | Drypoint prints | ドライポイントプリント
Pr_40_50_05_27 | 40 | 50 | 05 | 27 | Embroideries | 刺繍
Pr_40_50_05_28 | 40 | 50 | 05 | 28 | Etchings | エッチング
Pr_40_50_05_29 | 40 | 50 | 05 | 29 | Floor-mounted mobiles | 床置き携帯
Pr_40_50_05_30 | 40 | 50 | 05 | 30 | Floor-mounted sculptures | 床置き彫刻 |  | 45-35-86/347 Proprietary sculpture and landscape art; |  | Proprietary sculpture and landscape art are described by characteristics such as supplier, material and nominal size. An example use may be within an artwork system.
Pr_40_50_05_33 | 40 | 50 | 05 | 33 | Garden ornaments | 庭の装飾品
Pr_40_50_05_41 | 40 | 50 | 05 | 41 | Indoor ornaments | 室内装飾品
Pr_40_50_05_42 | 40 | 50 | 05 | 42 | Installation pieces | インストールピース
Pr_40_50_05_43 | 40 | 50 | 05 | 43 | Interactive artworks | インタラクティブなアートワーク |  | 45-35-86/349 Commissioned artworks; |  | Commissioned artworks are described by characteristics such as artist, material and nominal size.
Pr_40_50_05_46 | 40 | 50 | 05 | 46 | Linoprints | リノプリント
Pr_40_50_05_51 | 40 | 50 | 05 | 51 | Mixed media artworks | ミクストメディアのアートワーク |  | 45-35-86/349 Commissioned artworks; |  | Commissioned artworks are described by characteristics such as artist, material and nominal size.
Pr_40_50_05_55 | 40 | 50 | 05 | 55 | Murals | 壁画
Pr_40_50_05_58 | 40 | 50 | 05 | 58 | Oil paintings | 油絵
Pr_40_50_05_60 | 40 | 50 | 05 | 60 | Pastel drawings | パステル画
Pr_40_50_05_62 | 40 | 50 | 05 | 62 | Pencil drawings | 鉛筆画
Pr_40_50_05_66 | 40 | 50 | 05 | 66 | Projected artworks | 投影されたアートワーク |  | 45-35-86/349 Commissioned artworks; |  | Commissioned artworks are described by characteristics such as artist, material and nominal size.
Pr_40_50_05_76 | 40 | 50 | 05 | 76 | Screenprints | スクリーンプリント
Pr_40_50_05_77 | 40 | 50 | 05 | 77 | Sculptural reliefs | 彫刻のレリーフ
Pr_40_50_05_82 | 40 | 50 | 05 | 82 | Sons et lumiéres | Sonsetlumi?res
Pr_40_50_05_84 | 40 | 50 | 05 | 84 | Stand-mounted sculptures | スタンド取り付け式彫刻 |  | 45-35-86/347 Proprietary sculpture and landscape art; |  | Proprietary sculpture and landscape art are described by characteristics such as supplier, material and nominal size. An example use may be within an artwork system.
Pr_40_50_05_85 | 40 | 50 | 05 | 85 | Statuary | 彫像
Pr_40_50_05_86 | 40 | 50 | 05 | 86 | Suspended mobiles | 中断された携帯電話
Pr_40_50_05_87 | 40 | 50 | 05 | 87 | Tapestries | タペストリー
Pr_40_50_05_95 | 40 | 50 | 05 | 95 | Wall hangings | 壁掛け
Pr_40_50_05_96 | 40 | 50 | 05 | 96 | Wall-mounted sculptures | 壁に取り付けられた彫刻 |  | 45-35-86/347 Proprietary sculpture and landscape art; |  | Proprietary sculpture and landscape art are described by characteristics such as supplier, material and nominal size. An example use may be within an artwork system.
Pr_40_50_05_97 | 40 | 50 | 05 | 97 | Watercolour paintings | 水彩画
Pr_40_50_06 | 40 | 50 | 06 |  | Beds | ベッド
Pr_40_50_06_10 | 40 | 50 | 06 | 10 | Bunk beds | 二段ベッド
Pr_40_50_06_11 | 40 | 50 | 06 | 11 | Camp beds | キャンプベッド
Pr_40_50_06_14 | 40 | 50 | 06 | 14 | Chair beds | チェアベッド
Pr_40_50_06_16 | 40 | 50 | 06 | 16 | Cots | ベビーベッド
Pr_40_50_06_18 | 40 | 50 | 06 | 18 | Cradles | クレードル
Pr_40_50_06_22 | 40 | 50 | 06 | 22 | Divans | ディバン
Pr_40_50_06_24 | 40 | 50 | 06 | 24 | Double beds | ダブルベッド
Pr_40_50_06_30 | 40 | 50 | 06 | 30 | Foldaway beds | 折りたたみ式ベッド
Pr_40_50_06_31 | 40 | 50 | 06 | 31 | Four-poster beds | 四柱式ベッド
Pr_40_50_06_32 | 40 | 50 | 06 | 32 | Futons | 布団
Pr_40_50_06_36 | 40 | 50 | 06 | 36 | Hammocks | ハンモック
Pr_40_50_06_37 | 40 | 50 | 06 | 37 | Headboards | ヘッドボード
Pr_40_50_06_38 | 40 | 50 | 06 | 38 | Hospital bedheads | 病院のベッドヘッド
Pr_40_50_06_39 | 40 | 50 | 06 | 39 | Hospital beds | 病院用ベッド
Pr_40_50_06_50 | 40 | 50 | 06 | 50 | Mattresses | マットレス
Pr_40_50_06_77 | 40 | 50 | 06 | 77 | Single beds | シングルベッド
Pr_40_50_06_96 | 40 | 50 | 06 | 96 | Waterbeds | ウォーターベッド
Pr_40_50_07 | 40 | 50 | 07 |  | Bins and buckets | ビンとバケツ |  |  |  | Ashtrays are described by characteristics such as material, base and finish as delivered. An example use may be within a fixed bin system.
Pr_40_50_07_02 | 40 | 50 | 07 | 02 | Aggregate bins | 集約ビン
Pr_40_50_07_04 | 40 | 50 | 07 | 04 | Ashtrays | 灰皿 |  | 45-35-86/337 Ashtrays; |  | Ashtrays are described by characteristics such as material, base and finish as delivered. An example use may be within a fixed bin system.
Pr_40_50_07_07 | 40 | 50 | 07 | 07 | Bin stores | ビン店 |  | 45-35-86/331 Bin stores; |  | Bin stores are described by characteristics such as dimensions, material and base. An example use may be within a fixed bin system.
Pr_40_50_07_10 | 40 | 50 | 07 | 10 | Bulk storage fire sand bins | 大量保管用ファイアサンドビン |  | 45-35-10/310 Plastics bulk storage fire sand bins; |  | Plastics bulk storage fire sand bins are described by characteristics such as capacity, material and form. An example use may be within a general fittings, furnishings and equipment system.
Pr_40_50_07_12 | 40 | 50 | 07 | 12 | Cemetery flower baskets | 墓地フラワーバスケット |  | 45-35-86/339 Cemetery baskets; |  | Cemetery baskets are described by characteristics such as material, base and finish as delivered. An example use may be within a fixed bin system.
Pr_40_50_07_19 | 40 | 50 | 07 | 19 | Compost bins | 堆肥箱 |  | 45-35-86/333 Compost bins; |  | Compost bins are described by characteristics such as dimensions, material and base. An example use may be within a fixed bin system.
Pr_40_50_07_22 | 40 | 50 | 07 | 22 | Disposal containers | 廃棄容器 |  | 45-30-15/390 Disposal containers; |  | Disposal containers are described by characteristics such as supplied by, containers and capacity. An example use may be within a built-in refuse chute system.
Pr_40_50_07_25 | 40 | 50 | 07 | 25 | Dustbins | ゴミ箱 |  | 45-35-10/330 Dustbins; |  | Dustbins are described by characteristics such as capacity, material and colour. An example use may be within a general fittings, furnishings and equipment system.
Pr_40_50_07_33 | 40 | 50 | 07 | 33 | Galvanized steel fire buckets | 亜鉛めっき鋼製消防バケット |  | 45-35-10/320 Galvanized steel fire buckets; |  | Galvanized steel fire buckets are described by characteristics such as capacity, material and colour. An example use may be within a general fittings, furnishings and equipment system.
Pr_40_50_07_35 | 40 | 50 | 07 | 35 | Grit bins | グリットビン
Pr_40_50_07_46 | 40 | 50 | 07 | 46 | Linen containers | リネンコンテナ |  | 45-30-15/395 Linen containers; |  | Linen containers are described by characteristics such as supplied by and containers. An example use may be within a post-fixed linen chute system.
Pr_40_50_07_47 | 40 | 50 | 07 | 47 | Litter bins | ごみ箱 |  | 45-35-86/335 Litter bins; |  | Litter bins are described by characteristics such as material, base and finish as delivered. An example use may be within a fixed bin system.
Pr_40_50_07_56 | 40 | 50 | 07 | 56 | Nappy disposal bins | おむつ処理ビン |  | 45-35-72/338 Nappy disposal bins; |  | Nappy disposal bins are described by characteristics such as form, material and finish. An example use may be within a sanitary accessories.
Pr_40_50_07_57 | 40 | 50 | 07 | 57 | Needle disposal boxes | 針捨てボックス |  | 45-35-72/340 Needle disposal boxes; |  | Needle disposal boxes are described by characteristics such as form, materials and operation. An example use may be within a sanitary accessories.
Pr_40_50_07_58 | 40 | 50 | 07 | 58 | Non-segregated waste bins | 分離されていないゴミ箱
Pr_40_50_07_64 | 40 | 50 | 07 | 64 | Plastics fire buckets | プラスチック製火災用バケツ |  | 45-35-10/315 Plastics fire buckets; |  | Plastics fire buckets are described by characteristics such as capacity, material and form. An example use may be within a general fittings, furnishings and equipment system.
Pr_40_50_07_70 | 40 | 50 | 07 | 70 | Recycling bins | ごみ箱
Pr_40_50_07_71 | 40 | 50 | 07 | 71 | Refuse bag holders | バッグホルダーを拒否
Pr_40_50_07_72 | 40 | 50 | 07 | 72 | Refuse bins | ゴミ箱 |  | 45-35-10/335 Waste bins; |  | Waste bins are described by characteristics such as form, capacity (minimum) and material. An example use may be within a general fittings, furnishings and equipment system.
Pr_40_50_07_75 | 40 | 50 | 07 | 75 | Salt bins | 塩入れ
Pr_40_50_07_76 | 40 | 50 | 07 | 76 | Sanitary towel disposal bins | 生理用ナプキン |  | 45-35-72/350 Sanitary towel disposal bins; |  | Sanitary towel disposal bins are described by characteristics such as form, material and colour and finish. An example use may be within a sanitary accessories.
Pr_40_50_07_77 | 40 | 50 | 07 | 77 | Segregated waste bins | 分別されたゴミ箱
Pr_40_50_07_96 | 40 | 50 | 07 | 96 | Waste bins | ゴミ箱 |  | 45-35-72/380 Waste bins; |  | Waste bins are described by characteristics such as form, materials and colour and finish. An example use may be within a sanitary accessories.
Pr_40_50_12 | 40 | 50 | 12 |  | Chairs, seats and benches | 椅子、座席、ベンチ |  |  |  | Benches are described by characteristics such as length, base and material. An example use may be within an internal planter system.
Pr_40_50_12_03 | 40 | 50 | 12 | 03 | Armrests | アームレスト
Pr_40_50_12_04 | 40 | 50 | 12 | 04 | Assembly stacking chairs | 組み立て式スタッキングチェア
Pr_40_50_12_05 | 40 | 50 | 12 | 05 | Auditorium chairs | 講堂チェア
Pr_40_50_12_06 | 40 | 50 | 12 | 06 | Barbell benches | バーベルベンチ
Pr_40_50_12_07 | 40 | 50 | 12 | 07 | Benches | ベンチ |  | 45-35-86/321 Benches; |  | Benches are described by characteristics such as length, base and material. An example use may be within an internal planter system.
Pr_40_50_12_12 | 40 | 50 | 12 | 12 | Ceremonial chairs | セレモニアルチェア
Pr_40_50_12_14 | 40 | 50 | 12 | 14 | Chaises longues | 寝椅子
Pr_40_50_12_15 | 40 | 50 | 12 | 15 | Changing benches | チェンジングベンチ |  | 45-35-72/310 Adult changing benches; |  | Adult changing benches are described by characteristics such as form, materials and dimensions. An example use may be within a panel cubicle system.
Pr_40_50_12_16 | 40 | 50 | 12 | 16 | Classroom seats | 教室の座席 |  | 45-35-20/310 Classroom seating; |  | Classroom seating are described by characteristics such as standards, seating type and dimensions. An example use may be within a classroom fittings, furnishings and equipment system.
Pr_40_50_12_20 | 40 | 50 | 12 | 20 | Deckchairs | デッキチェア
Pr_40_50_12_21 | 40 | 50 | 12 | 21 | Dining benches | ダイニングベンチ
Pr_40_50_12_22 | 40 | 50 | 12 | 22 | Dining chairs | ダイニングチェア |  | 45-35-20/365 Domestic chairs; |  | Domestic chairs are described by characteristics such as dimensions, seats and backs and frames. An example use may be within a general fittings, furnishings and equipment system.
Pr_40_50_12_26 | 40 | 50 | 12 | 26 | Easy chairs | イージーチェア
Pr_40_50_12_27 | 40 | 50 | 12 | 27 | Electrically operated chairs | 電動チェア
Pr_40_50_12_30 | 40 | 50 | 12 | 30 | Flip-up seats | フリップアップシート
Pr_40_50_12_31 | 40 | 50 | 12 | 31 | Folding chairs | 折りたたみチェア
Pr_40_50_12_32 | 40 | 50 | 12 | 32 | Footrests | フットレスト
Pr_40_50_12_33 | 40 | 50 | 12 | 33 | Garden benches | 庭のベンチ |  | 45-35-86/323 Seats; |  | Seats are described by characteristics such as length, base and material. An example use may be within an internal planter system.
Pr_40_50_12_37 | 40 | 50 | 12 | 37 | High chairs | ハイチェア
Pr_40_50_12_46 | 40 | 50 | 12 | 46 | Library chairs | ライブラリチェア
Pr_40_50_12_47 | 40 | 50 | 12 | 47 | Linked seats | リンクシート |  | 45-35-20/360 Benches and linked seats; |  | Benches and linked seats are described by characteristics such as dimensions, seats and backs and frames. An example use may be within a general fittings, furnishings and equipment system.
Pr_40_50_12_48 | 40 | 50 | 12 | 48 | Lounge chairs | ラウンジチェア
Pr_40_50_12_51 | 40 | 50 | 12 | 51 | Meeting room chairs | 会議室の椅子
Pr_40_50_12_57 | 40 | 50 | 12 | 57 | Office chairs | オフィスチェア |  | 45-35-20/330 Office chairs; |  | Office chairs are described by characteristics such as standards, usage and adjustability. An example use may be within an office fittings, furnishings and equipment system.
Pr_40_50_12_59 | 40 | 50 | 12 | 59 | Ottomans | オットマン
Pr_40_50_12_62 | 40 | 50 | 12 | 62 | Pews | ピュー
Pr_40_50_12_63 | 40 | 50 | 12 | 63 | Play chairs | プレイチェア
Pr_40_50_12_64 | 40 | 50 | 12 | 64 | Portable observation poolside chairs | ポータブル観察プールサイドチェア |  | 45-35-90/330 Observation chairs (portable); |  | Observation chairs (portable) are described by characteristics such as format, chair type and frame.
Pr_40_50_12_71 | 40 | 50 | 12 | 71 | Reception chairs | レセプションチェア
Pr_40_50_12_72 | 40 | 50 | 12 | 72 | Reclining chairs | リクライニングチェア
Pr_40_50_12_74 | 40 | 50 | 12 | 74 | Rocking chairs | ロッキングチェア
Pr_40_50_12_76 | 40 | 50 | 12 | 76 | Settees | セッテ
Pr_40_50_12_80 | 40 | 50 | 12 | 80 | Sofa beds | ソファベッド
Pr_40_50_12_81 | 40 | 50 | 12 | 81 | Sofas | ソファ
Pr_40_50_12_82 | 40 | 50 | 12 | 82 | Stacking benches | スタッキングベンチ
Pr_40_50_12_83 | 40 | 50 | 12 | 83 | Stacking chairs | スタッキングチェア |  | 45-35-20/355 Stacking chairs; |  | Stacking chairs are described by characteristics such as form, seats and backs and frames. An example use may be within an auditoria fittings, furnishings and equipment system.
Pr_40_50_12_84 | 40 | 50 | 12 | 84 | Stacking pews | ピューを積み重ねる
Pr_40_50_12_85 | 40 | 50 | 12 | 85 | Stools | スツール椅子
Pr_40_50_12_86 | 40 | 50 | 12 | 86 | Study chairs | 学習チェア
Pr_40_50_12_87 | 40 | 50 | 12 | 87 | Swing chairs | スイングチェア
Pr_40_50_12_88 | 40 | 50 | 12 | 88 | Tennis umpire's stands | テニス審判のスタンド |  | 45-35-60/431 Umpire's stands; |  | Umpire's stands are described by characteristics such as stand type, size and structure. An example use may be within a court equipment systems.
Pr_40_50_12_93 | 40 | 50 | 12 | 93 | Upholstered benches | 布張りベンチ
Pr_40_50_12_94 | 40 | 50 | 12 | 94 | Utility weight benches | ユーティリティウエイトベンチ
Pr_40_50_13 | 40 | 50 | 13 |  | Clocks | 時計 |  |  |  | Clocks are described by characteristics such as material, nominal size and finish as delivered. An example use may be within an artwork system.
Pr_40_50_13_06 | 40 | 50 | 13 | 06 | Battery analogue clocks | バッテリーアナログ時計
Pr_40_50_13_22 | 40 | 50 | 13 | 22 | Digital clocks | デジタル時計
Pr_40_50_13_26 | 40 | 50 | 13 | 26 | Electric clocks | 電気時計
Pr_40_50_13_29 | 40 | 50 | 13 | 29 | Flip clocks | フリップ時計
Pr_40_50_13_51 | 40 | 50 | 13 | 51 | Mechanical clocks | 機械式時計 |  | 45-35-86/345 Clocks; |  | Clocks are described by characteristics such as material, nominal size and finish as delivered. An example use may be within an artwork system.
Pr_40_50_13_61 | 40 | 50 | 13 | 61 | Pendulum clocks | 振り子時計
Pr_40_50_13_66 | 40 | 50 | 13 | 66 | Projection clocks | 投影時計
Pr_40_50_13_70 | 40 | 50 | 13 | 70 | Quartz clocks | クォーツ時計
Pr_40_50_13_71 | 40 | 50 | 13 | 71 | Radio clocks | 電波時計
Pr_40_50_13_86 | 40 | 50 | 13 | 86 | Sundials | 日時計
Pr_40_50_13_89 | 40 | 50 | 13 | 89 | Torsion pendulum clocks | ねじり振り子時計
Pr_40_50_13_96 | 40 | 50 | 13 | 96 | Water clocks | 水時計
Pr_40_50_21 | 40 | 50 | 21 |  | Desks, tables and worktops | 机、テーブル、調理台 |  |  |  | Classroom desks and tables are described by characteristics such as standards, table type and plan shape. An example use may be within a classroom fittings, furnishings and equipment system.
Pr_40_50_21_05 | 40 | 50 | 21 | 05 | Audiovisual tables | 視聴覚テーブル
Pr_40_50_21_08 | 40 | 50 | 21 | 08 | Boardroom tables | 会議室用テーブル
Pr_40_50_21_10 | 40 | 50 | 21 | 10 | Bureaux | ブロー
Pr_40_50_21_11 | 40 | 50 | 21 | 11 | Cable-managed podium tables | ケーブル管理の表彰台テーブル
Pr_40_50_21_13 | 40 | 50 | 21 | 13 | Classroom desks and tables | 教室の机とテーブル |  | 45-35-20/315 Classroom desks and tables; |  | Classroom desks and tables are described by characteristics such as standards, table type and plan shape. An example use may be within a classroom fittings, furnishings and equipment system.
Pr_40_50_21_14 | 40 | 50 | 21 | 14 | Coffee tables | コーヒーテーブル
Pr_40_50_21_15 | 40 | 50 | 21 | 15 | Conference tables | 会議用テーブル
Pr_40_50_21_16 | 40 | 50 | 21 | 16 | Console tables | コンソールテーブル
Pr_40_50_21_17 | 40 | 50 | 21 | 17 | Computer desks | コンピュータデスク
Pr_40_50_21_21 | 40 | 50 | 21 | 21 | Desks | 机
Pr_40_50_21_22 | 40 | 50 | 21 | 22 | Dining tables | ダイニングテーブル
Pr_40_50_21_23 | 40 | 50 | 21 | 23 | Display case tables | ショーケーステーブル
Pr_40_50_21_24 | 40 | 50 | 21 | 24 | Drafting machines | 製図機
Pr_40_50_21_25 | 40 | 50 | 21 | 25 | Drawing boards | 描画ボード
Pr_40_50_21_26 | 40 | 50 | 21 | 26 | Dressing tables | 化粧台
Pr_40_50_21_29 | 40 | 50 | 21 | 29 | Flip-top tables | フリップトップテーブル
Pr_40_50_21_30 | 40 | 50 | 21 | 30 | Folding dining room tables | 折りたたみ式ダイニングテーブル
Pr_40_50_21_31 | 40 | 50 | 21 | 31 | Folding tables | 折りたたみテーブル
Pr_40_50_21_32 | 40 | 50 | 21 | 32 | Food preparation tables | 食品調理台
Pr_40_50_21_33 | 40 | 50 | 21 | 33 | Gallery benches | ギャラリーベンチ
Pr_40_50_21_44 | 40 | 50 | 21 | 44 | Kitchenettes | 簡易キッチン
Pr_40_50_21_45 | 40 | 50 | 21 | 45 | Kitchen worktops | キッチンワークトップ
Pr_40_50_21_46 | 40 | 50 | 21 | 46 | Laboratory work benches and tables | 実験室の作業台とテーブル |  | 45-35-20/325 Laboratory work benches and tables; |  | Laboratory work benches and tables are described by characteristics such as standards, form and dimensions. An example use may be within a laboratory fittings, furnishings and equipment system.
Pr_40_50_21_47 | 40 | 50 | 21 | 47 | Laundry finishing tables | ランドリー仕上げテーブル
Pr_40_50_21_48 | 40 | 50 | 21 | 48 | Laundry spotting tables | ランドリースポッティングテーブル
Pr_40_50_21_49 | 40 | 50 | 21 | 49 | Light tables | ライトテーブル
Pr_40_50_21_50 | 40 | 50 | 21 | 50 | Manicure finishing tables | マニキュア仕上げテーブル
Pr_40_50_21_51 | 40 | 50 | 21 | 51 | Meeting room tables | 会議室テーブル
Pr_40_50_21_58 | 40 | 50 | 21 | 58 | Occasional tables | 時折テーブル
Pr_40_50_21_59 | 40 | 50 | 21 | 59 | Office desks | オフィスデスク |  | 45-35-20/335 Office desks; |  | Office desks are described by characteristics such as form, dimensions and material. An example use may be within an office fittings, furnishings and equipment system.
Pr_40_50_21_60 | 40 | 50 | 21 | 60 | Office tables | オフィステーブル |  | 45-35-20/340 Office tables; |  | Office tables are described by characteristics such as functions, dimensions and material. An example use may be within an office fittings, furnishings and equipment system.
Pr_40_50_21_63 | 40 | 50 | 21 | 63 | Play tables | プレイテーブル
Pr_40_50_21_70 | 40 | 50 | 21 | 70 | Reading desks | 読書机
Pr_40_50_21_73 | 40 | 50 | 21 | 73 | Reference and search desks | 参照および検索デスク
Pr_40_50_21_76 | 40 | 50 | 21 | 76 | School art, design and technology tables | 学校のアート、デザイン、テクノロジーの表 |  | 45-35-20/320 School art, design and technology tables and workbenches; |  | School art, design and technology tables and workbenches are described by characteristics such as functions, plan shape and dimensions. An example use may be within a classroom fittings, furnishings and equipment system.
Pr_40_50_21_84 | 40 | 50 | 21 | 84 | Stand-up tables | スタンドアップテーブル
Pr_40_50_21_85 | 40 | 50 | 21 | 85 | Study desks | 勉強机
Pr_40_50_21_90 | 40 | 50 | 21 | 90 | Touchdown desks | タッチダウンデスク
Pr_40_50_21_96 | 40 | 50 | 21 | 96 | Workstations | ワークステーション
Pr_40_50_21_98 | 40 | 50 | 21 | 98 | Writing desks | ライティングデスク
Pr_40_50_21_99 | 40 | 50 | 21 | 99 | Writing tablets (detachable) | 筆記用具（取り外し可能）
Pr_40_50_28 | 40 | 50 | 28 |  | Extinguishers and fire blankets | 消火器とファイヤーブランケット |  |  |  | Carbon dioxide fire extinguishers are described by characteristics such as colour coding. An example use may be within a portable fire extinguisher system.
Pr_40_50_28_11 | 40 | 50 | 28 | 11 | Carbon dioxide fire extinguishers | 二酸化炭素消火器 |  | 45-35-28/320 Carbon dioxide fire extinguishers; |  | Carbon dioxide fire extinguishers are described by characteristics such as colour coding. An example use may be within a portable fire extinguisher system.
Pr_40_50_28_12 | 40 | 50 | 28 | 12 | Carbon steel fire buckets | 炭素鋼製火災用バケツ |  | 45-35-28/380 Fire buckets; |  | Fire buckets are described by characteristics such as material and fill. An example use may be within a fire bucket system.
Pr_40_50_28_24 | 40 | 50 | 28 | 24 | Dry powder fire extinguishers | ドライパウダー消火器 |  | 45-35-28/330 Dry powder fire extinguishers; |  | Dry powder fire extinguishers are described by characteristics such as colour coding. An example use may be within a portable fire extinguisher system.
Pr_40_50_28_28 | 40 | 50 | 28 | 28 | Extinguisher floor stands | 消火器フロアスタンド |  | 45-35-28/470 Floor stands; |  | Floor stands are described by characteristics such as material and size. An example use may be within a portable fire extinguisher system.
Pr_40_50_28_29 | 40 | 50 | 28 | 29 | Fire protective blankets | 防火毛布 |  | 45-35-28/390 Type 1 fire blankets; |  | Type 1 fire blankets are described by characteristics such as size and material. An example use may be within a fire blanket system.
Pr_40_50_28_30 | 40 | 50 | 28 | 30 | Foam fire extinguishers | 泡消火器 |  | 45-35-28/340 Foam fire extinguishers; |  | Foam fire extinguishers are described by characteristics such as colour coding. An example use may be within a portable fire extinguisher system.
Pr_40_50_28_31 | 40 | 50 | 28 | 31 | Fire suppression liquid | 消火液
Pr_40_50_28_47 | 40 | 50 | 28 | 47 | Heat protective blankets | 熱保護毛布 |  | 45-35-28/400 Type 2 fire blankets; |  | Type 2 fire blankets are described by characteristics such as size and material. An example use may be within a fire blanket system.
Pr_40_50_28_64 | 40 | 50 | 28 | 64 | Portable fire extinguishers | ポータブル消火器
Pr_40_50_28_96 | 40 | 50 | 28 | 96 | Water fire extinguishers | 水消火器 |  | 45-35-28/350 Water fire extinguishers; |  | Water fire extinguishers are described by characteristics such as colour coding. An example use may be within a portable fire extinguisher system.
Pr_40_50_28_97 | 40 | 50 | 28 | 97 | Wet chemical fire extinguishers | 湿式化学消火器 |  | 45-35-28/360 Wet chemical fire extinguishers; |  | Wet chemical fire extinguishers are described by characteristics such as colour coding. An example use may be within a portable fire extinguisher system.
Pr_40_50_31 | 40 | 50 | 31 |  | Furniture booths | 家具ブース |  |  |  | Office pod are described by characteristics such as configuration, furnishings and recycled content. An example use may be within an office fittings, furnishings and equipment system.
Pr_40_50_31_51 | 40 | 50 | 31 | 51 | Meeting booths | 会議ブース |  | 45-35-20/342 Office pod; |  | Office pod are described by characteristics such as configuration, furnishings and recycled content. An example use may be within an office fittings, furnishings and equipment system.
Pr_40_50_31_71 | 40 | 50 | 31 | 71 | Restaurant booths | レストランブース
Pr_40_50_33 | 40 | 50 | 33 |  | Garden furnishings | 庭の家具
Pr_40_50_33_33 | 40 | 50 | 33 | 33 | Garden awnings | 庭の日よけ
Pr_40_50_33_34 | 40 | 50 | 33 | 34 | Garden umbrellas | ガーデンパラソル
Pr_40_50_51 | 40 | 50 | 51 |  | Medical chairs and couches | 医療用椅子とソファ
Pr_40_50_51_05 | 40 | 50 | 51 | 05 | Bariatric patient chairs | 肥満用患者用チェア
Pr_40_50_51_06 | 40 | 50 | 51 | 06 | Bariatric plinth couches | 肥満用台座ソファ
Pr_40_50_51_07 | 40 | 50 | 51 | 07 | Blood sampling chairs | 採血チェア
Pr_40_50_51_08 | 40 | 50 | 51 | 08 | Bo-plinth couches | 寝台ソファ
Pr_40_50_51_15 | 40 | 50 | 51 | 15 | Commodes | 便器
Pr_40_50_51_21 | 40 | 50 | 51 | 21 | Day care couches | デイケアソファ
Pr_40_50_51_22 | 40 | 50 | 51 | 22 | Dental chairs | 歯科用チェア
Pr_40_50_51_23 | 40 | 50 | 51 | 23 | Dialysis chairs | 透析チェア
Pr_40_50_51_25 | 40 | 50 | 51 | 25 | Echocardiography couches | 心エコー検査用ソファ
Pr_40_50_51_26 | 40 | 50 | 51 | 26 | Ear, nose and throat (ENT) and ophthalmic chairs | 耳、鼻、喉（ENT）および眼科用椅子
Pr_40_50_51_27 | 40 | 50 | 51 | 27 | Examination and treatment chairs | 検査および治療用椅子
Pr_40_50_51_28 | 40 | 50 | 51 | 28 | Examination and treatment couches | 診察と治療のソファ
Pr_40_50_51_31 | 40 | 50 | 51 | 31 | Foot stools | フットスツール
Pr_40_50_51_34 | 40 | 50 | 51 | 34 | Gynaecology chairs | 婦人科チェア
Pr_40_50_51_35 | 40 | 50 | 51 | 35 | Gynaecology couches | 婦人科ソファ
Pr_40_50_51_51 | 40 | 50 | 51 | 51 | Minor operations couches | 可動式ソファ
Pr_40_50_51_58 | 40 | 50 | 51 | 58 | Oncology chairs | 腫瘍学チェア
Pr_40_50_51_59 | 40 | 50 | 51 | 59 | Outpatients couches | 外来患者用ソファ
Pr_40_50_51_61 | 40 | 50 | 51 | 61 | Phlebotomy chairs | 瀉血チェア
Pr_40_50_51_62 | 40 | 50 | 51 | 62 | Phlebotomy couches | 瀉血用ソファ
Pr_40_50_51_63 | 40 | 50 | 51 | 63 | Plaster chairs | 石膏チェア
Pr_40_50_51_65 | 40 | 50 | 51 | 65 | Podiatry chairs | 足病治療チェア
Pr_40_50_51_71 | 40 | 50 | 51 | 71 | Reclining treatment armchairs | リクライニング式治療用アームチェア
Pr_40_50_51_75 | 40 | 50 | 51 | 75 | Sanitary seats | サニタリーシート
Pr_40_50_51_84 | 40 | 50 | 51 | 84 | Step stools | ステップスツール
Pr_40_50_51_92 | 40 | 50 | 51 | 92 | Ultrasound couches | 超音波ソファ
Pr_40_50_52 | 40 | 50 | 52 |  | Medical desks, tables and worktops | 医療デスク、テーブル、調理台
Pr_40_50_52_22 | 40 | 50 | 52 | 22 | Dissection tables | 解剖表
Pr_40_50_52_50 | 40 | 50 | 52 | 50 | Mayo tables | メイヨーテーブル
Pr_40_50_52_57 | 40 | 50 | 52 | 57 | Operating theatre tables | 手術台
Pr_40_50_52_58 | 40 | 50 | 52 | 58 | Overbed tables | オーバーベッドテーブル
Pr_40_50_52_59 | 40 | 50 | 52 | 59 | Overchair tables | オーバーチェアテーブル
Pr_40_50_52_65 | 40 | 50 | 52 | 65 | Post-mortem tables | 事後分析表
Pr_40_50_52_88 | 40 | 50 | 52 | 88 | Tilt tables | 傾斜テーブル
Pr_40_50_53 | 40 | 50 | 53 |  | Medical trolleys | 医療用トロリー
Pr_40_50_53_04 | 40 | 50 | 53 | 04 | Armchair patient trolleys | アームチェア用患者用トロリー
Pr_40_50_53_06 | 40 | 50 | 53 | 06 | Bariatric patient trolleys | 肥満用トロリー
Pr_40_50_53_24 | 40 | 50 | 53 | 24 | Dressing trolleys | 包帯用トロリー
Pr_40_50_53_27 | 40 | 50 | 53 | 27 | Emergency trolleys | 緊急トロリー
Pr_40_50_53_33 | 40 | 50 | 53 | 33 | General-purpose medical trolleys | 汎用医療トロリー
Pr_40_50_53_41 | 40 | 50 | 53 | 41 | Instruments trolleys | 器具用トロリー
Pr_40_50_53_48 | 40 | 50 | 53 | 48 | Lockable hospital trolleys | ロック可能な病院用トロリー
Pr_40_50_53_51 | 40 | 50 | 53 | 51 | Medical service carts | 医療サービスカート
Pr_40_50_53_60 | 40 | 50 | 53 | 60 | Patient notes trolleys | 患者メモトロリー
Pr_40_50_53_61 | 40 | 50 | 53 | 61 | Patient trolleys | 患者用トロリー
Pr_40_50_53_62 | 40 | 50 | 53 | 62 | Phlebotomy trolleys | 瀉血トロリー
Pr_40_50_53_66 | 40 | 50 | 53 | 66 | Procedure trolleys | 処置台車
Pr_40_50_53_81 | 40 | 50 | 53 | 81 | Soiled linen trolleys | 汚れたリネン台車
Pr_40_50_81 | 40 | 50 | 81 |  | Soft furnishings | ソフト家具
Pr_40_50_81_06 | 40 | 50 | 81 | 06 | Beanbags | ビーズクッション
Pr_40_50_81_07 | 40 | 50 | 81 | 07 | Blankets | 毛布
Pr_40_50_81_20 | 40 | 50 | 81 | 20 | Cushions | クッション
Pr_40_50_81_25 | 40 | 50 | 81 | 25 | Duvets | 羽毛布団
Pr_40_50_81_29 | 40 | 50 | 81 | 29 | Flannels | フランネル
Pr_40_50_81_56 | 40 | 50 | 81 | 56 | Napkins | ナプキン
Pr_40_50_81_62 | 40 | 50 | 81 | 62 | Pillows | 枕
Pr_40_50_81_63 | 40 | 50 | 81 | 63 | Placemats | プレースマット
Pr_40_50_81_73 | 40 | 50 | 81 | 73 | Rugs | ラグ
Pr_40_50_81_74 | 40 | 50 | 81 | 74 | Runners | ランナー
Pr_40_50_81_77 | 40 | 50 | 81 | 77 | Sheets | シート
Pr_40_50_81_86 | 40 | 50 | 81 | 86 | Swags | 盗品
Pr_40_50_81_87 | 40 | 50 | 81 | 87 | Tablecloths | テーブルクロス
Pr_40_50_81_90 | 40 | 50 | 81 | 90 | Towels | タオル
Pr_40_50_81_91 | 40 | 50 | 81 | 91 | Trimmings | トリミング
Pr_40_50_81_94 | 40 | 50 | 81 | 94 | Valances | バランス
Pr_40_50_83 | 40 | 50 | 83 |  | Sports furnishings | スポーツ家具 |  |  |  | Balancing equipment are described by characteristics such as age range, equipment type and materials. An example use may be within a playground equipment system.
Pr_40_50_83_06 | 40 | 50 | 83 | 06 | Balancing equipment | バランス装置 |  | 45-35-60/371 Balancing equipment; |  | Balancing equipment are described by characteristics such as age range, equipment type and materials. An example use may be within a playground equipment system.
Pr_40_50_83_19 | 40 | 50 | 83 | 19 | Cricket wicket stump boxes | クリケット改札切り株ボックス |  | 45-35-60/435 Stump boxes to cricket wickets; |  | Stump boxes to cricket wickets are described by characteristics such as box and treatment. An example use may be within a pitch equipment systems.
Pr_40_50_83_20 | 40 | 50 | 83 | 20 | Cycle ramps | サイクルランプ |  | 45-35-60/381 Cycle ramps; |  | Cycle ramps are described by characteristics such as equipment type, dimensions and materials. An example use may be within a cycle course equipment systems.
Pr_40_50_83_28 | 40 | 50 | 83 | 28 | Equestrian riding equipment | 乗馬用具 |  | 45-35-60/401 Riding equipment; |  | Riding equipment are described by characteristics such as equipment type, materials and finish as delivered. An example use may be within an equestrian equipment systems.
Pr_40_50_83_29 | 40 | 50 | 83 | 29 | Fencing pistes | フェンシングゲレンデ
Pr_40_50_83_44 | 40 | 50 | 83 | 44 | Jumping equipment | ジャンプ装置 |  | 45-35-60/373 Jumping equipment; |  | Jumping equipment are described by characteristics such as age range, equipment type and materials. An example use may be within a playground equipment system.
Pr_40_50_84 | 40 | 50 | 84 |  | Stands | スタンド
Pr_40_50_84_09 | 40 | 50 | 84 | 09 | Bowl stands | ボウルスタンド
Pr_40_50_84_23 | 40 | 50 | 84 | 23 | Display banner stands | ディスプレイスタンド
Pr_40_50_84_28 | 40 | 50 | 84 | 28 | Exhibit stands | 展示スタンド
Pr_40_50_84_36 | 40 | 50 | 84 | 36 | Hat stands | 帽子スタンド
Pr_40_50_84_42 | 40 | 50 | 84 | 42 | Infusion stands | 輸液スタンド
Pr_40_50_84_51 | 40 | 50 | 84 | 51 | Medical equipment stands | 医療機器スタンド
Pr_40_50_84_66 | 40 | 50 | 84 | 66 | Print stands | プリントスタンド
Pr_40_50_84_92 | 40 | 50 | 84 | 92 | Umbrella stands | 傘立て
Pr_40_50_86 | 40 | 50 | 86 |  | Swimming pool furnishings | スイミングプールの家具 |  |  |  | Lane rope storage bags are described by characteristics such as material and capacity. An example use may be within a leisure swimming pool equipment systems.
Pr_40_50_86_46 | 40 | 50 | 86 | 46 | Lane rope storage bags | レーンロープ収納袋 |  | 45-35-90/410 Lane rope storage bags; |  | Lane rope storage bags are described by characteristics such as material and capacity. An example use may be within a leisure swimming pool equipment systems.
Pr_40_50_86_62 | 40 | 50 | 86 | 62 | Portable domestic diving boards | ポータブル国内用ダイビングボード |  | 45-35-90/340 Diving boards (portable - private use); |  | Diving boards (portable - private use) are described by characteristics such as material, colour and handrails. An example use may be within a competitive swimming pool equipment systems.
Pr_40_50_86_64 | 40 | 50 | 86 | 64 | Portable starting platforms | ポータブルスターティングプラットフォーム
Pr_40_50_86_66 | 40 | 50 | 86 | 66 | Private use pool covers | 専用プールカバー |  | 45-35-90/375 Pool covers (private use); |  | Pool covers (private use) are described by characteristics such as cover type, material and size. An example use may be within a leisure swimming pool equipment systems.
Pr_40_50_86_68 | 40 | 50 | 86 | 68 | Public use pool covers | 公共利用プールカバー |  | 45-35-90/380 Pool covers (public use); |  | Pool covers (public use) are described by characteristics such as material, size and thickness (minimum). An example use may be within a leisure swimming pool equipment systems.
Pr_40_50_90 | 40 | 50 | 90 |  | Trolleys | トロリー |  |  |  | Fire trolleys are described by characteristics such as material and size. An example use may be within a portable fire extinguisher system.
Pr_40_50_90_08 | 40 | 50 | 90 | 08 | Book trolleys | 本のトロリー
Pr_40_50_90_15 | 40 | 50 | 90 | 15 | Computer trolleys | コンピューター台車
Pr_40_50_90_30 | 40 | 50 | 90 | 30 | Fire trolleys | 消火ポンプユニット |  | 45-35-28/450 Fire trolleys; |  | Fire trolleys are described by characteristics such as material and size. An example use may be within a portable fire extinguisher system.
Pr_40_50_90_31 | 40 | 50 | 90 | 31 | Food preparation trolleys | 調理用トロリー
Pr_40_50_90_32 | 40 | 50 | 90 | 32 | Food service trolleys | フードサービストロリー |  | 45-35-15/466 Trolleys; |  | Trolleys are described by characteristics such as purpose, dimensions and material. An example use may be within a commercial catering fittings, furnishings and equipment system.
Pr_40_50_90_33 | 40 | 50 | 90 | 33 | Furniture trolleys | 家具用トロリー
Pr_40_50_90_46 | 40 | 50 | 90 | 46 | Laundry trolleys | 洗濯用トロリー |  | 45-35-47/445 Laundry trolleys; |  | Laundry trolleys are described by characteristics such as arrangement, material and finish and dimensions. An example use may be within a laundry fittings, furnishings and equipment system.
Pr_40_50_90_47 | 40 | 50 | 90 | 47 | Laundry bag trolleys | ランドリーバッグトロリー |  | 45-35-47/450 Laundry bag trolleys; |  | Laundry bag trolleys are described by characteristics such as arrangement, material and finish and lid colour. An example use may be within a laundry fittings, furnishings and equipment system.
Pr_40_50_90_49 | 40 | 50 | 90 | 49 | Luggage trolleys | 荷物用トロリー
Pr_40_50_90_52 | 40 | 50 | 90 | 52 | Mailroom trolleys | 郵便室用トロリー |  | 45-35-35/380 Mailroom trolleys; |  | Mailroom trolleys are described by characteristics such as style, frame and integral accessories. An example use may be within a general fittings, furnishings and equipment system.
Pr_40_50_90_64 | 40 | 50 | 90 | 64 | Pool lane rope storage trolleys | プールレーンロープ収納トロリー |  | 45-35-90/420 Lane rope storage trolleys; |  | Lane rope storage trolleys are described by characteristics such as material and capacity (minimum). An example use may be within a leisure swimming pool equipment systems.
Pr_40_50_90_72 | 40 | 50 | 90 | 72 | Relay break detector storage trolleys | リレー破損検出器保管トロリー |  | 90-70-90/440 Relay break detector storage trolley; |  | Relay break detector storage trolley are described by characteristics such as material and finish and number of relay break detectors. An example use may be within a swimming pool timing and scoring system.
Pr_40_50_90_76 | 40 | 50 | 90 | 76 | Shopping trolleys | ショッピングカート
Pr_40_50_90_82 | 40 | 50 | 90 | 82 | Spa treatment trolleys | スパトリートメントトロリー
Pr_40_50_90_87 | 40 | 50 | 90 | 87 | Table storage trolleys | テーブル用トロリー
Pr_40_50_90_88 | 40 | 50 | 90 | 88 | Touchpad storage trolleys | タッチパッド収納トロリー |  | 90-70-90/430 Touchpad storage trolley; |  | Touchpad storage trolley are described by characteristics such as material and finish and number of touchpads. An example use may be within a swimming pool timing and scoring system.
Pr_40_50_96 | 40 | 50 | 96 |  | Wheels | ホイール
Pr_40_50_96_11 | 40 | 50 | 96 | 11 | Castors | キャスター
Pr_40_70 | 40 | 70 |  |  | Equipment | 装置
Pr_40_70_05 | 40 | 70 | 05 |  | Audiovisual equipment | 視聴覚機器
Pr_40_70_05_70 | 40 | 70 | 05 | 70 | Radios | ラジオ
Pr_40_70_05_88 | 40 | 70 | 05 | 88 | Televisions | テレビ
Pr_40_70_13 | 40 | 70 | 13 |  | Cleaning equipment | 洗浄装置 |  |  |  | Robotic cleaning units are described by characteristics such as unit type and ancillary equipment. An example use may be within a robotic cleaning system.
Pr_40_70_13_50 | 40 | 70 | 13 | 50 | Machine parts cleaning washer units | 機械部品洗浄機ユニット
Pr_40_70_13_58 | 40 | 70 | 13 | 58 | Oil spillage cleaning units | 流出油洗浄ユニット
Pr_40_70_13_60 | 40 | 70 | 13 | 60 | Orbital tank cleaners | オービタルタンククリーナー
Pr_40_70_13_72 | 40 | 70 | 13 | 72 | Robotic cleaning units | ロボット洗浄ユニット |  | 45-35-74/470 Robotic cleaning units; |  | Robotic cleaning units are described by characteristics such as unit type and ancillary equipment. An example use may be within a robotic cleaning system.
Pr_40_70_15 | 40 | 70 | 15 |  | Cold water supply sources | 冷水供給源 |  |  |  | Water coolers are described by characteristics such as arrangement, flow rate and temperature of delivered water. An example use may be within a cold water supply system.
Pr_40_70_15_24 | 40 | 70 | 15 | 24 | Drinking fountains | 飲用噴水
Pr_40_70_15_96 | 40 | 70 | 15 | 96 | Water coolers | 水クーラー |  | 90-15-35/480 Water coolers; |  | Water coolers are described by characteristics such as arrangement, flow rate and temperature of delivered water. An example use may be within a cold water supply system.
Pr_40_70_21 | 40 | 70 | 21 |  | Dishwashers | 食器洗い機 |  |  |  | Conveyor dishwashers are described by characteristics such as standards, dimensions and casing. An example use may be within a commercial catering fittings, furnishings and equipment system.
Pr_40_70_21_16 | 40 | 70 | 21 | 16 | Conveyor dishwashers | コンベア食器洗い機 |  | 45-35-15/420 Conveyor dishwashers; |  | Conveyor dishwashers are described by characteristics such as standards, dimensions and casing. An example use may be within a commercial catering fittings, furnishings and equipment system.
Pr_40_70_21_22 | 40 | 70 | 21 | 22 | Dish and utensil washers | 食器洗い機
Pr_40_70_21_24 | 40 | 70 | 21 | 24 | Domestic dishwashers | 家庭用食器洗い機 |  | 45-35-15/478 Dishwashers; |  | Dishwashers are described by characteristics such as standards, installation and arrangement. An example use may be within a domestic catering fittings, furnishings and equipment system.
Pr_40_70_21_30 | 40 | 70 | 21 | 30 | Flight dishwashers | フライト食器洗い機
Pr_40_70_21_60 | 40 | 70 | 21 | 60 | Pass-through dishwashers | パススルー食器洗い機 |  | 45-35-15/422 Commercial passthrough dishwashers; |  | Commercial passthrough dishwashers are described by characteristics such as standards, dimensions and casing. An example use may be within a commercial catering fittings, furnishings and equipment system.
Pr_40_70_21_92 | 40 | 70 | 21 | 92 | Under-counter dishwashers | カウンター下の食器洗い機 |  | 45-35-15/424 Commercial undercounter dishwashers; |  | Commercial undercounter dishwashers are described by characteristics such as standards, dimensions and casing. An example use may be within a commercial catering fittings, furnishings and equipment system.
Pr_40_70_22 | 40 | 70 | 22 |  | Dispensers and acceptance units | ディスペンサーと受け入れユニット |  |  |  | Barrier parking control units are described by characteristics such as equipment type, device acceptance and rated operational voltage (ue).
Pr_40_70_22_05 | 40 | 70 | 22 | 05 | Automated teller machines | 自動預け払い機
Pr_40_70_22_06 | 40 | 70 | 22 | 06 | Barrier parking control units | 駐車場管制装置（カーゲート） |  | 45-35-24/301 Barrier parking control units; |  | Barrier parking control units are described by characteristics such as equipment type, device acceptance and rated operational voltage (ue).
Pr_40_70_22_11 | 40 | 70 | 22 | 11 | Cash dispensers | キャッシュディスペンサー
Pr_40_70_22_15 | 40 | 70 | 22 | 15 | Cold drink dispensers | 冷たい飲み物ディスペンサー
Pr_40_70_22_16 | 40 | 70 | 22 | 16 | Collection boxes | コレクションボックス
Pr_40_70_22_17 | 40 | 70 | 22 | 17 | Condom dispensers | コンドームディスペンサー
Pr_40_70_22_22 | 40 | 70 | 22 | 22 | Disposable apron dispensers | 使い捨てエプロンディスペンサー |  | 45-35-72/326 Disposable apron dispensers; |  | Disposable apron dispensers are described by characteristics such as form, materials and operation. An example use may be within a sanitary accessories.
Pr_40_70_22_23 | 40 | 70 | 22 | 23 | Disposable glove dispensers | 使い捨て手袋ディスペンサー |  | 45-35-72/328 Disposable glove dispensers; |  | Disposable glove dispensers are described by characteristics such as form, materials and operation. An example use may be within a sanitary accessories.
Pr_40_70_22_24 | 40 | 70 | 22 | 24 | Donation boxes | 募金箱 |  | 45-35-24/309 Donation boxes; |  | Donation boxes are described by characteristics such as payment, cabinet and accessories. An example use may be within an acceptance and dispensing system.
Pr_40_70_22_25 | 40 | 70 | 22 | 25 | Drive-by cash payment units | ドライブバイ現金支払いユニット
Pr_40_70_22_28 | 40 | 70 | 22 | 28 | Fabric roller towel cabinets | 布製ローラータオルキャビネット
Pr_40_70_22_29 | 40 | 70 | 22 | 29 | Facial tissue dispensers | フェイシャルティッシュディスペンサー |  | 45-35-72/330 Facial tissue dispensers; |  | Facial tissue dispensers are described by characteristics such as form, materials and operation. An example use may be within a sanitary accessories.
Pr_40_70_22_31 | 40 | 70 | 22 | 31 | Food waste disposal units | 生ごみ処理ユニット |  | 45-35-15/438 Food waste disposal units; |  | Food waste disposal units are described by characteristics such as standards, arrangement and capacity. An example use may be within a commercial catering fittings, furnishings and equipment system.
Pr_40_70_22_36 | 40 | 70 | 22 | 36 | Hand cleaning gel dispensers | 手洗いジェルディスペンサー |  | 45-35-72/332 Hand cleaning gel dispensers; |  | Hand cleaning gel dispensers are described by characteristics such as form, materials and operation. An example use may be within a sanitary accessories.
Pr_40_70_22_37 | 40 | 70 | 22 | 37 | Hot drink dispensers | ホットドリンクディスペンサー
Pr_40_70_22_38 | 40 | 70 | 22 | 38 | Hot food dispensers | ホットフードディスペンサー
Pr_40_70_22_47 | 40 | 70 | 22 | 47 | Leaflet dispensers | リーフレットディスペンサー |  | 45-35-24/307 Leaflet dispensers; |  | Leaflet dispensers are described by characteristics such as device acceptance, cabinet and accessories. An example use may be within an acceptance and dispensing system.
Pr_40_70_22_52 | 40 | 70 | 22 | 52 | Multi-function dispensers | 多機能ディスペンサー |  | 45-35-72/384 Multi-function dispensers; |  | Multi-function dispensers are described by characteristics such as form, dimensions and material. An example use may be within a sanitary accessories.
Pr_40_70_22_56 | 40 | 70 | 22 | 56 | Newspaper dispensers | 新聞ディスペンサー
Pr_40_70_22_60 | 40 | 70 | 22 | 60 | Packaged goods dispensers | パッケージ商品ディスペンサー
Pr_40_70_22_61 | 40 | 70 | 22 | 61 | Paper roll dispensers | ペーパーロールディスペンサー |  | 45-35-72/342 Paper roll dispensers; |  | Paper roll dispensers are described by characteristics such as form, roll width and materials. An example use may be within a sanitary accessories.
Pr_40_70_22_62 | 40 | 70 | 22 | 62 | Paper towel dispensers | ペーパータオルディスペンサー |  | 45-35-72/344 Paper towel dispensers; |  | Paper towel dispensers are described by characteristics such as form, towels and materials. An example use may be within a sanitary accessories.
Pr_40_70_22_63 | 40 | 70 | 22 | 63 | Parking meters | パーキングメーター |  | 45-35-24/305 Parking meters; |  | Parking meters are described by characteristics such as configuration, device acceptance and electrical supply. An example use may be within a parking equipment system.
Pr_40_70_22_64 | 40 | 70 | 22 | 64 | Pay and display units | 支払いおよび表示単位 |  | 45-35-24/303 Pay and display equipment; |  | Pay and display equipment are described by characteristics such as equipment type, device acceptance and electrical supply. An example use may be within a parking equipment system.
Pr_40_70_22_66 | 40 | 70 | 22 | 66 | Plate dispensers | プレートディスペンサー |  | 45-35-15/408 Commercial plate dispensers; |  | Commercial plate dispensers are described by characteristics such as construction, capacity (minimum) and dimensions. An example use may be within a commercial catering fittings, furnishings and equipment system.
Pr_40_70_22_71 | 40 | 70 | 22 | 71 | Refreshment dispensers | リフレッシュメントディスペンサー |  | 45-35-35/390 Refreshment dispensers; |  | Refreshment dispensers are described by characteristics such as functions, style and casing. An example use may be within a general fittings, furnishings and equipment system.
Pr_40_70_22_75 | 40 | 70 | 22 | 75 | Sanitary towel dispensers | サニタリータオルディスペンサー |  | 45-35-72/348 Sanitary towel dispensers; |  | Sanitary towel dispensers are described by characteristics such as form, materials and operation. An example use may be within a sanitary accessories.
Pr_40_70_22_77 | 40 | 70 | 22 | 77 | Shaving product dispensers | シェービング製品ディスペンサー
Pr_40_70_22_80 | 40 | 70 | 22 | 80 | Snack dispensers | スナックディスペンサー
Pr_40_70_22_81 | 40 | 70 | 22 | 81 | Soap dispensers | 石鹸ディスペンサー |  | 45-35-72/358 Soap dispensers; |  | Soap dispensers are described by characteristics such as form, materials and operation. An example use may be within a sanitary accessories.
Pr_40_70_22_85 | 40 | 70 | 22 | 85 | Surface wipe dispensers | 表面拭き取りディスペンサー |  | 45-35-72/362 Surface wipes dispensers; |  | Surface wipes dispensers are described by characteristics such as form, materials and operation. An example use may be within a sanitary accessories.
Pr_40_70_22_86 | 40 | 70 | 22 | 86 | Sweets dispensers | お菓子ディスペンサー
Pr_40_70_22_88 | 40 | 70 | 22 | 88 | Ticket dispensers | 駐車場管制装置（発券機）
Pr_40_70_22_90 | 40 | 70 | 22 | 90 | Toilet paper dispensers | トイレットペーパーディスペンサー |  | 45-35-72/366 Toilet paper bulk dispensers; |  | Toilet paper bulk dispensers are described by characteristics such as form, materials and operation. An example use may be within a panel cubicle system.
Pr_40_70_22_92 | 40 | 70 | 22 | 92 | Tool dispensers | ツールディスペンサー
Pr_40_70_23 | 40 | 70 | 23 |  | Display and service catering products | ケータリング製品の展示とサービス |  |  |  | Commercial electric bains-marie are described by characteristics such as arrangement, format and construction. An example use may be within a commercial catering fittings, furnishings and equipment system.
Pr_40_70_23_06 | 40 | 70 | 23 | 06 | Bains-marie | ベインズマリー |  | 45-35-15/400 Commercial electric bains-marie; |  | Commercial electric bains-marie are described by characteristics such as arrangement, format and construction. An example use may be within a commercial catering fittings, furnishings and equipment system.
Pr_40_70_23_24 | 40 | 70 | 23 | 24 | Drink chillers | チラーを飲む
Pr_40_70_23_27 | 40 | 70 | 23 | 27 | Espresso machines | エスプレッソマシン
Pr_40_70_23_31 | 40 | 70 | 23 | 31 | Food display units | 食品陳列ユニット
Pr_40_70_23_33 | 40 | 70 | 23 | 33 | Food sneeze guards | 食品ケース |  | 45-35-15/463 Sneeze guards; |  | Sneeze guards are described by characteristics such as screen, upstands and fixing. An example use may be within a commercial catering fittings, furnishings and equipment system.
Pr_40_70_23_40 | 40 | 70 | 23 | 40 | Icemakers | 製氷機
Pr_40_70_23_42 | 40 | 70 | 23 | 42 | Instant boiling and cold water taps | インスタント沸騰と冷水タップ |  | 90-15-35/485 Boiling water and chilled water taps; |  | Boiling water and chilled water taps are described by characteristics such as water, duty and water inlet. An example use may be within a cold water supply system.
Pr_40_70_23_53 | 40 | 70 | 23 | 53 | Mobile bains-marie | モバイルベインズマリー |  | 45-35-15/402 Mobile bains-marie; |  | Mobile bains-marie are described by characteristics such as standards, format and construction. An example use may be within a commercial catering fittings, furnishings and equipment system.
Pr_40_70_23_54 | 40 | 70 | 23 | 54 | Mobile plain top hot cupboards | モバイルプレーントップホット食器棚 |  | 45-35-15/404 Mobile plain top hot cupboards; |  | Mobile plain top hot cupboards are described by characteristics such as standards, construction and dimensions. An example use may be within a commercial catering fittings, furnishings and equipment system.
Pr_40_70_23_70 | 40 | 70 | 23 | 70 | Refrigerated display cabinet airflow equipment | 冷蔵陳列棚エアフロー機器
Pr_40_70_23_71 | 40 | 70 | 23 | 71 | Refrigerated display cabinets | 冷蔵陳列棚
Pr_40_70_23_72 | 40 | 70 | 23 | 72 | Refrigerated display counters | 冷蔵陳列カウンター
Pr_40_70_23_84 | 40 | 70 | 23 | 84 | Static plain top hot cupboards | スタティックプレーントップホットカップボード
Pr_40_70_23_86 | 40 | 70 | 23 | 86 | Sushi trains | 回転寿司
Pr_40_70_24 | 40 | 70 | 24 |  | Domestic cooking equipment | 家庭用調理器具 |  |  |  | Built-in electric hobs are described by characteristics such as standards, hob arrangement and dimensions. An example use may be within a domestic catering fittings, furnishings and equipment system.
Pr_40_70_24_07 | 40 | 70 | 24 | 07 | Built-in electric hobs | ビルトイン電気コンロ |  | 45-35-15/470 Built-in electric hobs; |  | Built-in electric hobs are described by characteristics such as standards, hob arrangement and dimensions. An example use may be within a domestic catering fittings, furnishings and equipment system.
Pr_40_70_24_08 | 40 | 70 | 24 | 08 | Built-in electric ovens | ビルトイン電気オーブン |  | 45-35-15/474 Built-in electric ovens; |  | Built-in electric ovens are described by characteristics such as standards, arrangement and material and finish. An example use may be within a domestic catering fittings, furnishings and equipment system.
Pr_40_70_24_09 | 40 | 70 | 24 | 09 | Built-in gas hobs | 内蔵ガスコンロ |  | 45-35-15/472 Built-in gas hobs; |  | Built-in gas hobs are described by characteristics such as standards, hob arrangement and material and finish. An example use may be within a domestic catering fittings, furnishings and equipment system.
Pr_40_70_24_10 | 40 | 70 | 24 | 10 | Built-in gas ovens | ビルトインガスオーブン |  | 45-35-15/476 Built-in gas ovens; |  | Built-in gas ovens are described by characteristics such as standards, arrangement and material and finish. An example use may be within a domestic catering fittings, furnishings and equipment system.
Pr_40_70_24_11 | 40 | 70 | 24 | 11 | Built-in microwave ovens | ビルトイン電子レンジ
Pr_40_70_24_15 | 40 | 70 | 24 | 15 | Combination microwave ovens | 組み合わせ電子レンジ |  | 45-35-15/498 Microwave ovens; |  | Microwave ovens are described by characteristics such as standards, installation and oven type. An example use may be within a domestic catering fittings, furnishings and equipment system.
Pr_40_70_24_26 | 40 | 70 | 24 | 26 | Electric barbecues | 電気バーベキュー
Pr_40_70_24_27 | 40 | 70 | 24 | 27 | Electric ranges | 電気範囲 |  | 45-35-15/480 Electric cooking ranges; |  | Electric cooking ranges are described by characteristics such as standards, material and finish and dimensions. An example use may be within a domestic catering fittings, furnishings and equipment system.
Pr_40_70_24_33 | 40 | 70 | 24 | 33 | Gas barbecues | ガスバーベキュー
Pr_40_70_24_34 | 40 | 70 | 24 | 34 | Gas ranges | ガスレンジ |  | 45-35-15/482 Gas cooking ranges; |  | Gas cooking ranges are described by characteristics such as standards, material and finish and dimensions. An example use may be within a domestic catering fittings, furnishings and equipment system.
Pr_40_70_24_35 | 40 | 70 | 24 | 35 | Gas free-standing cookers | ガス自立炊飯器 |  | 45-35-15/484 Gas free-standing cookers; |  | Gas free-standing cookers are described by characteristics such as standards, material and finish and dimensions. An example use may be within a domestic catering fittings, furnishings and equipment system.
Pr_40_70_24_45 | 40 | 70 | 24 | 45 | Kettles | やかん
Pr_40_70_24_81 | 40 | 70 | 24 | 81 | Solid fuel barbecues | 固形燃料バーベキュー
Pr_40_70_25 | 40 | 70 | 25 |  | Domestic laundry equipment | 家庭用洗濯設備 |  |  |  | Domestic tumble dryers are described by characteristics such as arrangement, material and finish and dimensions. An example use may be within a laundry fittings, furnishings and equipment system.
Pr_40_70_25_45 | 40 | 70 | 25 | 45 | Laundry tumble dryers | 洗濯機用タンブル乾燥機 |  | 45-35-47/310 Domestic tumble dryers; |  | Domestic tumble dryers are described by characteristics such as arrangement, material and finish and dimensions. An example use may be within a laundry fittings, furnishings and equipment system.
Pr_40_70_25_46 | 40 | 70 | 25 | 46 | Laundry washer-dryers | 洗濯乾燥機 |  | 45-35-47/305 Domestic combined washer-dryers; |  | Domestic combined washer-dryers are described by characteristics such as standards, arrangement and material and finish. An example use may be within a laundry fittings, furnishings and equipment system.
Pr_40_70_25_47 | 40 | 70 | 25 | 47 | Laundry washing machines | 洗濯機 |  | 45-35-47/315 Domestic washing machines; |  | Domestic washing machines are described by characteristics such as operation, arrangement and material and finish. An example use may be within a laundry fittings, furnishings and equipment system.
Pr_40_70_27 | 40 | 70 | 27 |  | Environmental protection equipment | 環境保護装置
Pr_40_70_27_22 | 40 | 70 | 27 | 22 | Debris booms | デブリブーム
Pr_40_70_27_56 | 40 | 70 | 27 | 56 | Oil containment booms | オイル封じ込めブーム
Pr_40_70_29 | 40 | 70 | 29 |  | Fire simulation equipment | 火災シミュレーション装置 |  |  |  | Aircraft fire training simulator are described by characteristics such as type of aircraft, proprietary make and model of aircraft and fuselage.
Pr_40_70_29_01 | 40 | 70 | 29 | 01 | Aircraft fire training simulators | 航空機消防訓練シミュレータ |  | 45-35-32/305 Aircraft fire training simulator; |  | Aircraft fire training simulator are described by characteristics such as type of aircraft, proprietary make and model of aircraft and fuselage.
Pr_40_70_31 | 40 | 70 | 31 |  | Food refrigerators and freezers | 食品冷蔵庫と冷凍庫 |  |  |  | Commercial blast chiller cabinets are described by characteristics such as standards, arrangement and construction. An example use may be within a commercial catering fittings, furnishings and equipment system.
Pr_40_70_31_06 | 40 | 70 | 31 | 06 | Blast chiller cabinets | ブラストチラーキャビネット |  | 45-35-15/440 Commercial blast chiller cabinets; |  | Commercial blast chiller cabinets are described by characteristics such as standards, arrangement and construction. An example use may be within a commercial catering fittings, furnishings and equipment system.
Pr_40_70_31_08 | 40 | 70 | 31 | 08 | Blast freezer cabinets | ブラストフリーザーキャビネット |  | 45-35-15/442 Commercial blast freezer cabinets; |  | Commercial blast freezer cabinets are described by characteristics such as standards, arrangement and construction. An example use may be within a commercial catering fittings, furnishings and equipment system.
Pr_40_70_31_13 | 40 | 70 | 31 | 13 | Chest freezer covers | チェストフリーザーカバー
Pr_40_70_31_29 | 40 | 70 | 31 | 29 | Freezer cabinets | 冷凍庫キャビネット |  | 45-35-15/448 Commercial freezer cabinets; |  | Commercial freezer cabinets are described by characteristics such as standards, construction and dimensions. An example use may be within a commercial catering fittings, furnishings and equipment system.
Pr_40_70_31_30 | 40 | 70 | 31 | 30 | Freezer counters | 冷凍庫カウンター |  | 45-35-15/450 Commercial freezer counters; |  | Commercial freezer counters are described by characteristics such as standards, construction and dimensions. An example use may be within a commercial catering fittings, furnishings and equipment system.
Pr_40_70_31_31 | 40 | 70 | 31 | 31 | Freezers | 冷凍庫 |  | 45-35-15/492 Freezers; |  | Freezers are described by characteristics such as standards, climate class and installation. An example use may be within a domestic catering fittings, furnishings and equipment system.
Pr_40_70_31_32 | 40 | 70 | 31 | 32 | Fridge-freezers | 冷蔵庫・冷凍庫 |  | 45-35-15/494 Fridge-freezers; |  | Fridge-freezers are described by characteristics such as standards, climate class and installation. An example use may be within a domestic catering fittings, furnishings and equipment system.
Pr_40_70_31_70 | 40 | 70 | 31 | 70 | Refrigerated cabinets | 冷蔵キャビネット |  | 45-35-15/444 Commercial refrigerated cabinets; |  | Commercial refrigerated cabinets are described by characteristics such as standards, construction and dimensions. An example use may be within a commercial catering fittings, furnishings and equipment system.
Pr_40_70_31_71 | 40 | 70 | 31 | 71 | Refrigerated counters | 冷蔵カウンター |  | 45-35-15/446 Commercial refrigerated counters; |  | Commercial refrigerated counters are described by characteristics such as standards, construction and dimensions. An example use may be within a commercial catering fittings, furnishings and equipment system.
Pr_40_70_31_72 | 40 | 70 | 31 | 72 | Refrigerators | 冷蔵庫 |  | 45-35-15/496 Refrigerators; |  | Refrigerators are described by characteristics such as standards, climate class and installation. An example use may be within a domestic catering fittings, furnishings and equipment system.
Pr_40_70_35 | 40 | 70 | 35 |  | General workshop equipment | 一般的なワークショップ機器
Pr_40_70_35_15 | 40 | 70 | 35 | 15 | Clipping machines | クリッピングマシン
Pr_40_70_35_27 | 40 | 70 | 35 | 27 | Electric kilns | 電気窯
Pr_40_70_35_35 | 40 | 70 | 35 | 35 | Guillotines | ペーパーカッター
Pr_40_70_35_50 | 40 | 70 | 35 | 50 | Magnetic tool holders | 磁気ツールホルダー
Pr_40_70_35_60 | 40 | 70 | 35 | 60 | Packaging machines | 包装機
Pr_40_70_35_67 | 40 | 70 | 35 | 67 | Punch machines | パンチマシン
Pr_40_70_35_77 | 40 | 70 | 35 | 77 | Shaping machines | 成形機
Pr_40_70_35_80 | 40 | 70 | 35 | 80 | Slotting machines | スロッティングマシン
Pr_40_70_35_84 | 40 | 70 | 35 | 84 | Strapping machines | 梱包機
Pr_40_70_35_88 | 40 | 70 | 35 | 88 | Threading machines | ねじ切り機
Pr_40_70_46 | 40 | 70 | 46 |  | Laundry fittings and equipment | ランドリーの付属品および装置 |  |  |  | Dryer ironers are described by characteristics such as operation, heating and material and finish. An example use may be within a laundry fittings, furnishings and equipment system.
Pr_40_70_46_24 | 40 | 70 | 46 | 24 | Dryer ironers | ドライヤーアイロン |  | 45-35-47/340 Dryer ironers; |  | Dryer ironers are described by characteristics such as operation, heating and material and finish. An example use may be within a laundry fittings, furnishings and equipment system.
Pr_40_70_46_25 | 40 | 70 | 46 | 25 | Dry work presses | 乾式プレス |  | 45-35-47/405 Dry work presses; |  | Dry work presses are described by characteristics such as arrangement, dimensions and electrical supply. An example use may be within a laundry fittings, furnishings and equipment system.
Pr_40_70_46_30 | 40 | 70 | 46 | 30 | Flatwork ironers | フラットワークアイロン |  | 45-35-47/370 Ironers; |  | Ironers are described by characteristics such as standards, arrangement and material and finish. An example use may be within a laundry fittings, furnishings and equipment system.
Pr_40_70_46_31 | 40 | 70 | 46 | 31 | Form finishers | フォームフィニッシャー |  | 45-35-47/390 Form finishers; |  | Form finishers are described by characteristics such as material and finish, dimensions and electrical supply. An example use may be within a laundry fittings, furnishings and equipment system.
Pr_40_70_46_39 | 40 | 70 | 46 | 39 | Hydro extractors | ハイドロエクストラクター |  | 45-35-47/345 Hydro extractors; |  | Hydro extractors are described by characteristics such as operation, material and finish and load capacity. An example use may be within a laundry fittings, furnishings and equipment system.
Pr_40_70_46_42 | 40 | 70 | 46 | 42 | Ironing tables | アイロン台 |  | 45-35-47/400 Ironing tables; |  | Ironing tables are described by characteristics such as arrangement, material and finish and dimensions. An example use may be within a laundry fittings, furnishings and equipment system.
Pr_40_70_46_45 | 40 | 70 | 46 | 45 | Laundry cabinets | ランドリーキャビネット |  | 45-35-47/415 Cabinets; |  | Cabinets are described by characteristics such as arrangement, material and finish and dimensions. An example use may be within a laundry fittings, furnishings and equipment system.
Pr_40_70_46_46 | 40 | 70 | 46 | 46 | Laundry feeders | ランドリーフィーダー |  | 45-35-47/350 Feeders; |  | Feeders are described by characteristics such as operation, arrangement and material and finish. An example use may be within a laundry fittings, furnishings and equipment system.
Pr_40_70_46_47 | 40 | 70 | 46 | 47 | Laundry folders | ランドリーフォルダー |  | 45-35-47/355 Folders; |  | Folders are described by characteristics such as operation, arrangement and material and finish. An example use may be within a laundry fittings, furnishings and equipment system.
Pr_40_70_46_48 | 40 | 70 | 46 | 48 | Laundry recovery tanks | ランドリー回収タンク |  | 45-35-47/365 Recovery tanks; |  | Recovery tanks are described by characteristics such as operation, arrangement and material and finish. An example use may be within a laundry fittings, furnishings and equipment system.
Pr_40_70_46_72 | 40 | 70 | 46 | 72 | Roller ironers | ローラーアイロン |  | 45-35-47/370 Ironers; |  | Ironers are described by characteristics such as standards, arrangement and material and finish. An example use may be within a laundry fittings, furnishings and equipment system.
Pr_40_70_46_77 | 40 | 70 | 46 | 77 | Shirt finishers | シャツフィニッシャー |  | 45-35-47/385 Shirt finishers; |  | Shirt finishers are described by characteristics such as heating, material and finish and dimensions. An example use may be within a laundry fittings, furnishings and equipment system.
Pr_40_70_46_82 | 40 | 70 | 46 | 82 | Spotting cabinets | スポッティングキャビネット |  | 45-35-47/425 Spotting cabinets; |  | Spotting cabinets are described by characteristics such as arrangement, material and finish and dimensions. An example use may be within a laundry fittings, furnishings and equipment system.
Pr_40_70_46_83 | 40 | 70 | 46 | 83 | Spotting tables | スポッティングテーブル |  | 45-35-47/420 Spotting tables; |  | Spotting tables are described by characteristics such as table type, spotting gun and air drying gun. An example use may be within a laundry fittings, furnishings and equipment system.
Pr_40_70_46_90 | 40 | 70 | 46 | 90 | Trouser presses | ズボンプレッサー |  | 45-35-47/395 Trouser presses; |  | Trouser presses are described by characteristics such as press type, material and finish and dimensions. An example use may be within a laundry fittings, furnishings and equipment system.
Pr_40_70_46_96 | 40 | 70 | 46 | 96 | Washer extractors | 洗濯機エクストラクタ
Pr_40_70_46_98 | 40 | 70 | 46 | 98 | Water extraction presses | 水抽出プレス |  | 45-35-47/380 Water extraction presses; |  | Water extraction presses are described by characteristics such as arrangement, material and finish and dimensions. An example use may be within a laundry fittings, furnishings and equipment system.
Pr_40_70_46_99 | 40 | 70 | 46 | 99 | Wet work presses | 湿式プレス |  | 45-35-47/410 Wet work presses; |  | Wet work presses are described by characteristics such as arrangement, material and finish and dimensions. An example use may be within a laundry fittings, furnishings and equipment system.
Pr_40_70_47 | 40 | 70 | 47 |  | Laundry washers and dryers | 洗濯機と乾燥機 |  |  |  | Barrier washers are described by characteristics such as heating, material and finish and dimensions. An example use may be within a laundry fittings, furnishings and equipment system.
Pr_40_70_47_06 | 40 | 70 | 47 | 06 | Barrier washers | バリアワッシャー |  | 45-35-47/320 Barrier washers; |  | Barrier washers are described by characteristics such as heating, material and finish and dimensions. An example use may be within a laundry fittings, furnishings and equipment system.
Pr_40_70_47_07 | 40 | 70 | 47 | 07 | Batch laundry dryers | バッチ式洗濯乾燥機 |  | 45-35-47/325 Batch dryers; |  | Batch dryers are described by characteristics such as operation, arrangement and material and finish. An example use may be within a laundry fittings, furnishings and equipment system.
Pr_40_70_47_08 | 40 | 70 | 47 | 08 | Batch laundry washers | バッチ洗濯機 |  | 45-35-47/330 Batch washers; |  | Batch washers are described by characteristics such as operation, arrangement and material and finish. An example use may be within a laundry fittings, furnishings and equipment system.
Pr_40_70_47_32 | 40 | 70 | 47 | 32 | Front-loading washers | フロントローディングワッシャー |  | 45-35-47/360 Front load washers; |  | Front load washers are described by characteristics such as operation, material and finish and drum. An example use may be within a laundry fittings, furnishings and equipment system.
Pr_40_70_47_46 | 40 | 70 | 47 | 46 | Laundry dryers | 洗濯乾燥機
Pr_40_70_47_75 | 40 | 70 | 47 | 75 | Sanitary barrier washers | 衛生バリアワッシャー
Pr_40_70_47_91 | 40 | 70 | 47 | 91 | Tumble dryers | タンブル乾燥機 |  | 45-35-47/335 Tumble dryers; |  | Tumble dryers are described by characteristics such as operation, heating and material and finish. An example use may be within a laundry fittings, furnishings and equipment system.
Pr_40_70_47_97 | 40 | 70 | 47 | 97 | Washer dryers | 洗濯乾燥機 |  | 45-35-47/375 Washer dryers; |  | Washer dryers are described by characteristics such as heating, material and finish and dimensions. An example use may be within a laundry fittings, furnishings and equipment system.
Pr_40_70_50 | 40 | 70 | 50 |  | Mail equipment | メール機器
Pr_40_70_50_32 | 40 | 70 | 50 | 32 | Franking machines | フランキング機
Pr_40_70_50_65 | 40 | 70 | 50 | 65 | Post handling equipment | ポストハンドリング機器
Pr_40_70_51 | 40 | 70 | 51 |  | Medical and laboratory equipment | 医療および実験装置
Pr_40_70_51_04 | 40 | 70 | 51 | 04 | Autoclaves | オートクレーブ
Pr_40_70_51_10 | 40 | 70 | 51 | 10 | Calorimeters | 熱量計
Pr_40_70_51_16 | 40 | 70 | 51 | 16 | Contamination control equipment | 汚染防止装置
Pr_40_70_51_22 | 40 | 70 | 51 | 22 | Defibrillator units | 除細動器ユニット
Pr_40_70_51_30 | 40 | 70 | 51 | 30 | Fermenters | 発酵槽
Pr_40_70_51_32 | 40 | 70 | 51 | 32 | First aid kits | 応急処置キット
Pr_40_70_51_42 | 40 | 70 | 51 | 42 | Incubators | インキュベーター
Pr_40_70_51_44 | 40 | 70 | 51 | 44 | Jacketed vessels | ジャケット付き容器
Pr_40_70_51_51 | 40 | 70 | 51 | 51 | Microscopes | 顕微鏡
Pr_40_70_51_59 | 40 | 70 | 51 | 59 | Operating theatre equipment | 手術室設備
Pr_40_70_51_60 | 40 | 70 | 51 | 60 | Oscilloscopes | オシロスコープ
Pr_40_70_51_68 | 40 | 70 | 51 | 68 | Radiation screens | 放射線スクリーン
Pr_40_70_51_70 | 40 | 70 | 51 | 70 | Retrievers | レトリーバー
Pr_40_70_51_84 | 40 | 70 | 51 | 84 | Sterilization equipment | 滅菌装置
Pr_40_70_51_94 | 40 | 70 | 51 | 94 | Vacuum furnaces | 真空炉
Pr_40_70_51_99 | 40 | 70 | 51 | 99 | X-ray radiation screens | X線放射スクリーン
Pr_40_70_55 | 40 | 70 | 55 |  | Mooring and docking equipment | 係留およびドッキング装置
Pr_40_70_55_05 | 40 | 70 | 55 | 05 | Arch fenders | アーチフェンダー
Pr_40_70_55_15 | 40 | 70 | 55 | 15 | Capstan | キャプスタン
Pr_40_70_55_20 | 40 | 70 | 55 | 20 | Cone fenders | コーンフェンダー
Pr_40_70_55_22 | 40 | 70 | 55 | 22 | Cell fenders | セルフェンダー
Pr_40_70_55_50 | 40 | 70 | 55 | 50 | Magnetic mooring devices | 磁気係留装置
Pr_40_70_55_52 | 40 | 70 | 55 | 52 | Mooring bollards | 仮船柱ポラード
Pr_40_70_55_53 | 40 | 70 | 55 | 53 | Mooring line tensioners | 係留ラインテンショナー
Pr_40_70_55_61 | 40 | 70 | 55 | 61 | Pneumatic fenders | 空気式フェンダー
Pr_40_70_55_69 | 40 | 70 | 55 | 69 | Quick-release mooring hooks | クイックリリース係留フック
Pr_40_70_55_95 | 40 | 70 | 55 | 95 | Vacuum mooring devices | 真空係留装置
Pr_40_70_56 | 40 | 70 | 56 |  | Navigation equipment | ナビゲーション機器
Pr_40_70_56_21 | 40 | 70 | 56 | 21 | Daymarks | 昼標
Pr_40_70_56_56 | 40 | 70 | 56 | 56 | Navigation booms | ナビゲーションブーム
Pr_40_70_58 | 40 | 70 | 58 |  | Office equipment | オフィス設備
Pr_40_70_58_23 | 40 | 70 | 58 | 23 | Document shredders | ドキュメントシュレッダー
Pr_40_70_58_46 | 40 | 70 | 58 | 46 | Label makers | ラベルメーカー
Pr_40_70_58_60 | 40 | 70 | 58 | 60 | Paper laminators | 紙ラミネーター
Pr_40_70_62 | 40 | 70 | 62 |  | Personal dryers | パーソナルドライヤー |  |  |  | Hair dryers are described by characteristics such as standards, style and mounting arrangement. An example use may be within a sanitary accessories.
Pr_40_70_62_09 | 40 | 70 | 62 | 09 | Body dryers | ボディドライヤー
Pr_40_70_62_29 | 40 | 70 | 62 | 29 | Face dryers | フェイスドライヤー
Pr_40_70_62_36 | 40 | 70 | 62 | 36 | Hairdryers | ヘアドライヤー |  | 45-35-72/335 Hair dryers; |  | Hair dryers are described by characteristics such as standards, style and mounting arrangement. An example use may be within a sanitary accessories.
Pr_40_70_62_37 | 40 | 70 | 62 | 37 | Hand dryers | ハンドドライヤー |  | 45-35-72/334 Hand driers; |  | Hand driers are described by characteristics such as form, operation and power rating. An example use may be within a sanitary accessories.
Pr_40_70_63 | 40 | 70 | 63 |  | Photographic equipment | 写真機材
Pr_40_70_63_04 | 40 | 70 | 63 | 04 | Automated film developing equipment | 自動フィルム現像装置
Pr_40_70_63_05 | 40 | 70 | 63 | 05 | Automated printing equipment | 自動印刷装置
Pr_40_70_63_28 | 40 | 70 | 63 | 28 | Enlargers | 引き伸ばし機
Pr_40_70_63_35 | 40 | 70 | 63 | 35 | Graphics cameras | グラフィックカメラ
Pr_40_70_65 | 40 | 70 | 65 |  | Preparation catering equipment | 準備ケータリング機器 |  |  |  | Commercial conveyor toasters are described by characteristics such as standards, dimensions and casing. An example use may be within a commercial catering fittings, furnishings and equipment system.
Pr_40_70_65_16 | 40 | 70 | 65 | 16 | Conveyor toasters | コンベヤートースター |  | 45-35-15/360 Commercial conveyor toasters; |  | Commercial conveyor toasters are described by characteristics such as standards, dimensions and casing. An example use may be within a commercial catering fittings, furnishings and equipment system.
Pr_40_70_65_17 | 40 | 70 | 65 | 17 | Drink making equipment | ドリンク製造装置
Pr_40_70_65_18 | 40 | 70 | 65 | 18 | Electric boiling pans | 電気沸騰鍋 |  | 45-35-15/310 Commercial electric boiling pans; |  | Commercial electric boiling pans are described by characteristics such as standards, format and construction. An example use may be within a commercial catering fittings, furnishings and equipment system.
Pr_40_70_65_19 | 40 | 70 | 65 | 19 | Electric boiling tables | 電気沸騰テーブル |  | 45-35-15/312 Commercial electric boiling tables; |  | Commercial electric boiling tables are described by characteristics such as standards, construction and dimensions. An example use may be within a commercial catering fittings, furnishings and equipment system.
Pr_40_70_65_20 | 40 | 70 | 65 | 20 | Electric bratt pans | 電気ブラットパン |  | 45-35-15/314 Commercial electric bratt pans; |  | Commercial electric bratt pans are described by characteristics such as standards, tilt mechanism and construction. An example use may be within a commercial catering fittings, furnishings and equipment system.
Pr_40_70_65_21 | 40 | 70 | 65 | 21 | Electric cooking ranges | 電気調理範囲 |  | 45-35-15/316 Commercial electric cooking ranges; |  | Commercial electric cooking ranges are described by characteristics such as standards, construction and dimensions. An example use may be within a commercial catering fittings, furnishings and equipment system.
Pr_40_70_65_22 | 40 | 70 | 65 | 22 | Electric deep fat fryers | 電気天ぷら鍋 |  | 45-35-15/318 Commercial electric deep fat fryers; |  | Commercial electric deep fat fryers are described by characteristics such as standards, arrangement and construction. An example use may be within a commercial catering fittings, furnishings and equipment system.
Pr_40_70_65_23 | 40 | 70 | 65 | 23 | Electric fryers | 電気フライヤー
Pr_40_70_65_24 | 40 | 70 | 65 | 24 | Electric griddles | 電気グリドル |  | 45-35-15/320 Commercial electric griddles; |  | Commercial electric griddles are described by characteristics such as standards, format and construction. An example use may be within a commercial catering fittings, furnishings and equipment system.
Pr_40_70_65_25 | 40 | 70 | 65 | 25 | Electric grills | 電気グリル
Pr_40_70_65_26 | 40 | 70 | 65 | 26 | Electric hot water dispensers | 電気温水器 |  | 45-35-15/365 Commercial electric hot water dispensers; |  | Commercial electric hot water dispensers are described by characteristics such as third party accreditation, arrangement and construction. An example use may be within a commercial catering fittings, furnishings and equipment system.
Pr_40_70_65_27 | 40 | 70 | 65 | 27 | Electric ovens | 電気オーブン
Pr_40_70_65_28 | 40 | 70 | 65 | 28 | Electric steaming ovens | 電気蒸しオーブン |  | 45-35-15/326 Commercial electric steaming ovens; |  | Commercial electric steaming ovens are described by characteristics such as standards, construction and dimensions. An example use may be within a commercial catering fittings, furnishings and equipment system.
Pr_40_70_65_29 | 40 | 70 | 65 | 29 | Food blenders | フードブレンダー
Pr_40_70_65_30 | 40 | 70 | 65 | 30 | Food mincers | フードミンサー
Pr_40_70_65_31 | 40 | 70 | 65 | 31 | Food mixers | フードミキサー |  | 45-35-15/380 Commercial food mixers; |  | Commercial food mixers are described by characteristics such as arrangement, construction and capacity (minimum). An example use may be within a commercial catering fittings, furnishings and equipment system.
Pr_40_70_65_32 | 40 | 70 | 65 | 32 | Food smokers | 食品喫煙者
Pr_40_70_65_33 | 40 | 70 | 65 | 33 | Gas boiling pans | ガス沸騰鍋 |  | 45-35-15/340 Commercial gas boiling pans; |  | Commercial gas boiling pans are described by characteristics such as format, construction and dimensions. An example use may be within a commercial catering fittings, furnishings and equipment system.
Pr_40_70_65_34 | 40 | 70 | 65 | 34 | Gas boiling tables | ガス沸騰テーブル |  | 45-35-15/342 Commercial gas boiling tables; |  | Commercial gas boiling tables are described by characteristics such as standards, construction and dimensions. An example use may be within a commercial catering fittings, furnishings and equipment system.
Pr_40_70_65_35 | 40 | 70 | 65 | 35 | Gas bratt pans | ガスブラットパン |  | 45-35-15/344 Commercial gas bratt pans; |  | Commercial gas bratt pans are described by characteristics such as tilt mechanism, construction and dimensions. An example use may be within a commercial catering fittings, furnishings and equipment system.
Pr_40_70_65_36 | 40 | 70 | 65 | 36 | Gas cooking ranges | ガスレンジ |  | 45-35-15/346 Commercial gas cooking ranges; |  | Commercial gas cooking ranges are described by characteristics such as construction, dimensions and rating. An example use may be within a commercial catering fittings, furnishings and equipment system.
Pr_40_70_65_37 | 40 | 70 | 65 | 37 | Gas deep fat fryers | ガス天ぷら鍋 |  | 45-35-15/348 Commercial gas deep fat fryers; |  | Commercial gas deep fat fryers are described by characteristics such as arrangement, construction and dimensions. An example use may be within a commercial catering fittings, furnishings and equipment system.
Pr_40_70_65_38 | 40 | 70 | 65 | 38 | Gas fryers | ガスフライヤー
Pr_40_70_65_39 | 40 | 70 | 65 | 39 | Gas griddles | ガスグリドル
Pr_40_70_65_40 | 40 | 70 | 65 | 40 | Gas grills | ガスグリル |  | 45-35-15/350 Commercial gas grills; |  | Commercial gas grills are described by characteristics such as standards, construction and dimensions. An example use may be within a commercial catering fittings, furnishings and equipment system.
Pr_40_70_65_41 | 40 | 70 | 65 | 41 | Gas ovens | ガスオーブン
Pr_40_70_65_42 | 40 | 70 | 65 | 42 | Gas steaming ovens | ガス蒸しオーブン |  | 45-35-15/354 Commercial gas steaming ovens; |  | Commercial gas steaming ovens are described by characteristics such as standards, construction and dimensions. An example use may be within a commercial catering fittings, furnishings and equipment system.
Pr_40_70_65_43 | 40 | 70 | 65 | 43 | General-purpose electric ovens | 汎用電気オーブン |  | 45-35-15/324 Commercial general purpose electric ovens; |  | Commercial general purpose electric ovens are described by characteristics such as standards, construction and dimensions. An example use may be within a commercial catering fittings, furnishings and equipment system.
Pr_40_70_65_44 | 40 | 70 | 65 | 44 | General-purpose gas ovens | 汎用ガスオーブン |  | 45-35-15/352 Commercial general purpose gas ovens; |  | Commercial general purpose gas ovens are described by characteristics such as construction, dimensions and rating. An example use may be within a commercial catering fittings, furnishings and equipment system.
Pr_40_70_65_45 | 40 | 70 | 65 | 45 | Gravity feed slicers | 重力供給スライサー |  | 45-35-15/382 Commercial gravity feed slicers; |  | Commercial gravity feed slicers are described by characteristics such as standards, arrangement and construction. An example use may be within a commercial catering fittings, furnishings and equipment system.
Pr_40_70_65_46 | 40 | 70 | 65 | 46 | Hot cupboards | 加熱食器棚 |  | 45-35-15/406 Static plain top hot cupboards; |  | Static plain top hot cupboards are described by characteristics such as standards, construction and dimensions. An example use may be within a commercial catering fittings, furnishings and equipment system.
Pr_40_70_65_51 | 40 | 70 | 65 | 51 | Microwave ovens | 電子レンジ |  | 45-35-15/322 Commercial microwave ovens; |  | Commercial microwave ovens are described by characteristics such as standards, oven type and dimensions. An example use may be within a commercial catering fittings, furnishings and equipment system.
Pr_40_70_65_65 | 40 | 70 | 65 | 65 | Potato peelers | じゃがいも皮むき器 |  | 45-35-15/384 Commercial potato peelers; |  | Commercial potato peelers are described by characteristics such as third party accreditation, arrangement and construction. An example use may be within a commercial catering fittings, furnishings and equipment system.
Pr_40_70_65_79 | 40 | 70 | 65 | 79 | Slot toasters | スロットトースター |  | 45-35-15/362 Commercial slot toasters; |  | Commercial slot toasters are described by characteristics such as standards, dimensions and casing. An example use may be within a commercial catering fittings, furnishings and equipment system.
Pr_40_70_65_94 | 40 | 70 | 65 | 94 | Vegetable preparation machines | 野菜準備機 |  | 45-35-15/386 Commercial vegetable preparation machines; |  | Commercial vegetable preparation machines are described by characteristics such as construction, capacity (minimum) and dimensions. An example use may be within a commercial catering fittings, furnishings and equipment system.
Pr_40_70_66 | 40 | 70 | 66 |  | Process equipment | プロセス機器
Pr_40_70_66_75 | 40 | 70 | 66 | 75 | Sand bagging equipment | 砂袋詰め装置
Pr_40_70_67 | 40 | 70 | 67 |  | Projectors | プロジェクター
Pr_40_70_67_14 | 40 | 70 | 67 | 14 | Cinematic projectors | 映画プロジェクター
Pr_40_70_67_22 | 40 | 70 | 67 | 22 | Digital projectors | デジタルプロジェクター
Pr_40_70_67_29 | 40 | 70 | 67 | 29 | Film projectors | フィルムプロジェクター
Pr_40_70_67_63 | 40 | 70 | 67 | 63 | Planetarium projectors | プラネタリウムプロジェクター
Pr_40_70_67_79 | 40 | 70 | 67 | 79 | Slide projectors | スライドプロジェクター
Pr_40_70_71 | 40 | 70 | 71 |  | Recreation equipment | レクリエーション設備
Pr_40_70_71_04 | 40 | 70 | 71 | 04 | Arcade machines | アーケードマシン
Pr_40_70_71_87 | 40 | 70 | 71 | 87 | Tanning units | 日焼け単位
Pr_40_70_73 | 40 | 70 | 73 |  | Rolling stock depot equipment | 車両デポ設備 |  |  |  | Bogie drop are described by characteristics such as vehicle type, wheel type and track type.
Pr_40_70_73_06 | 40 | 70 | 73 | 06 | Bogie drops | ボギードロップ |  | 90-85-70/320 Bogie drop; |  | Bogie drop are described by characteristics such as vehicle type, wheel type and track type.
Pr_40_70_73_07 | 40 | 70 | 73 | 07 | Bogie presses | ボギープレス |  | 90-85-70/310 Bogie press; |  | Bogie press are described by characteristics such as bogie, dimensions of bogie press and hydraulic cylinders.
Pr_40_70_73_08 | 40 | 70 | 73 | 08 | Bogie racks | ボギーラック |  | 90-85-70/365 Bogie rack; |  | Bogie rack are described by characteristics such as dimensions and load capacity.
Pr_40_70_73_09 | 40 | 70 | 73 | 09 | Bogie turntables | ボギーターンテーブル |  | 90-85-70/345 Bogie turntable; |  | Bogie turntable are described by characteristics such as bogie and turntable dimensions.
Pr_40_70_73_10 | 40 | 70 | 73 | 10 | Bogie workstands | ボギーワークスタンド |  | 90-85-70/350 Bogie workstand; |  | Bogie workstand are described by characteristics such as dimensions, load capacity and number required.
Pr_40_70_73_23 | 40 | 70 | 73 | 23 | Drophead buckeye couplers | ドロップヘッドバックアイカプラー
Pr_40_70_73_24 | 40 | 70 | 73 | 24 | Drophead buckeye drawgears | ドロップヘッドバックアイドローギア
Pr_40_70_73_30 | 40 | 70 | 73 | 30 | Fixed CETs | 固定CET |  | 90-85-70/370 Fixed CET; |  | Fixed cet are described by characteristics such as vacuum, material and dimensions.
Pr_40_70_73_47 | 40 | 70 | 73 | 47 | Lifting tables | リフティングテーブル |  | 90-85-70/360 Lifting table; |  | Lifting table are described by characteristics such as dimensions, load capacity and mounting.
Pr_40_70_73_70 | 40 | 70 | 73 | 70 | Rail vehicle lifting jacks | 鉄道車両用ジャッキ |  | 90-85-70/325 Rail vehicle lifting jack; |  | Rail vehicle lifting jack are described by characteristics such as rolling stock, number of jacks required and type of jack.
Pr_40_70_73_73 | 40 | 70 | 73 | 73 | Retractable buffers | 格納式バッファー
Pr_40_70_73_75 | 40 | 70 | 73 | 75 | Sand plant | 砂の植物 |  | 90-85-70/335 Sand plant; |  | Sand plant are described by characteristics such as vehicle configuration, dimensions of sand plant and sand capacity.
Pr_40_70_73_95 | 40 | 70 | 73 | 95 | Wheel drops | ホイールドロップ |  | 90-85-70/355 Wheel drop; |  | Wheel drop are described by characteristics such as vehicle type, wheel type and track type.
Pr_40_70_73_96 | 40 | 70 | 73 | 96 | Wheel lathes | ホイール旋盤 |  | 90-85-70/305 Wheel lathe; |  | Wheel lathe are described by characteristics such as weight, track gauge and wheelset profiles.
Pr_40_70_73_97 | 40 | 70 | 73 | 97 | Wheelset presses | ホイールセットプレス |  | 90-85-70/315 Wheelset press; |  | Wheelset press are described by characteristics such as dimensions, wheel type and weight.
Pr_40_70_73_98 | 40 | 70 | 73 | 98 | Wheel stops | ホイールストップ |  | 90-85-70/375 Wheel stop; |  | Wheel stop are described by characteristics such as rail size, wheel diameter and weight.
Pr_40_70_75 | 40 | 70 | 75 |  | Safety equipment | 安全装置 |  |  |  | Cradles are described by characteristics such as carrying capacity, rated load and working dimensions. An example use may be within a suspended access system - trackless mobile rig.
Pr_40_70_75_01 | 40 | 70 | 75 | 01 | Access cradles | ゴンドラ吊り足場 |  | 45-35-74/350 Cradles; |  | Cradles are described by characteristics such as carrying capacity, rated load and working dimensions. An example use may be within a suspended access system - trackless mobile rig.
Pr_40_70_75_21 | 40 | 70 | 75 | 21 | Davit arms | デビットアーム
Pr_40_70_75_27 | 40 | 70 | 75 | 27 | Electrically powered winches | 電動ウインチ |  | 45-35-74/320 Electrically powered winch; |  | Electrically powered winch are described by characteristics such as winch type, power supply and load capacity. An example use may be within a suspended access system - trackless mobile rig.
Pr_40_70_75_28 | 40 | 70 | 75 | 28 | Evacuation chairs | 避難用チェア
Pr_40_70_75_29 | 40 | 70 | 75 | 29 | Fall arrester devices | 落下防止装置 |  | 45-35-74/390 Fall arrest devices; |  | Fall arrest devices are described by characteristics such as device type and accessories. An example use may be within a suspended access system - trackless mobile rig.
Pr_40_70_75_33 | 40 | 70 | 75 | 33 | Gantries | ガントリー |  | 45-35-74/360 Gantries; |  | Gantries are described by characteristics such as loading (maximum), mode of operation and extension. An example use may be within a gantry access system.
Pr_40_70_75_35 | 40 | 70 | 75 | 35 | Guided type fall arresters | ガイド付きタイプの避雷器
Pr_40_70_75_36 | 40 | 70 | 75 | 36 | Hand climbing devices | ハンドクライミング装置
Pr_40_70_75_37 | 40 | 70 | 75 | 37 | Harnesses and lanyards | ハーネスとストラップ |  | 45-35-74/460 Harness and lanyard; |  | Harness and lanyard are described by characteristics such as supplied by, lanyards and harnesses. An example use may be within a suspended access system - trackless mobile rig.
Pr_40_70_75_39 | 40 | 70 | 75 | 39 | Hoist equipment storage units | ホイスト機器収納ユニット |  | 45-35-74/450 Hoisting equipment storage units; |  | Hoisting equipment storage units are described by characteristics such as material, finish and location of store. An example use may be within a suspended access system - mobile rig on tracks.
Pr_40_70_75_50 | 40 | 70 | 75 | 50 | Manual push | 手動プッシュ
Pr_40_70_75_51 | 40 | 70 | 75 | 51 | Manual winches | 手動ウインチ |  | 45-35-74/340 Manual winch; |  | Manual winch are described by characteristics such as winch type and load capacity. An example use may be within a suspended access system - trackless mobile rig.
Pr_40_70_75_55 | 40 | 70 | 75 | 55 | Mullion guides | マリオンガイド |  | 45-35-74/400 Mullion guides; |  | Mullion guides are described by characteristics such as guide type, material and finish. An example use may be within a suspended access system - mobile rig on monorail.
Pr_40_70_75_66 | 40 | 70 | 75 | 66 | Protection netting | 保護ネット |  | 45-35-74/420 Protection netting; |  | Protection netting are described by characteristics such as material, mesh size and overall net size. An example use may be within a netting system.
Pr_40_70_75_72 | 40 | 70 | 75 | 72 | Rope and pulley devices | ロープおよび滑車装置
Pr_40_70_75_75 | 40 | 70 | 75 | 75 | Safety access anchor devices | 安全アクセスアンカーデバイス
Pr_40_70_75_76 | 40 | 70 | 75 | 76 | Safety access equipment winding handles | 安全アクセス装置の巻き上げハンドル
Pr_40_70_75_77 | 40 | 70 | 75 | 77 | Safety harnesses | 安全ハーネス
Pr_40_70_75_79 | 40 | 70 | 75 | 79 | Safety netting | 安全ネット |  | 45-35-74/430 Safety netting; |  | Safety netting are described by characteristics such as system, mesh and material. An example use may be within a netting system.
Pr_40_70_75_81 | 40 | 70 | 75 | 81 | Spillage control kits | 流出防止キット
Pr_40_70_75_82 | 40 | 70 | 75 | 82 | Stair climbing trolleys | 階段昇降トロリー
Pr_40_70_75_83 | 40 | 70 | 75 | 83 | Suspended access tracks | 一時停止中のアクセストラック |  | 45-35-74/480 Track; |  | Track are described by characteristics such as material, factory finish and profile. An example use may be within a robotic cleaning system.
Pr_40_70_75_84 | 40 | 70 | 75 | 84 | Suspended chairs | 吊り椅子 |  | 45-35-74/370 Suspended chairs; |  | Suspended chairs are described by characteristics such as mode of operation, dimensions and ancillary equipment. An example use may be within a suspended access system - trackless mobile rig.
Pr_40_70_75_85 | 40 | 70 | 75 | 85 | Suspension rigs | サスペンションリグ |  | 45-35-74/310 Suspension rigs; |  | Suspension rigs are described by characteristics such as base unit, head and jib. An example use may be within a suspended access system - fixed rig.
Pr_40_70_75_86 | 40 | 70 | 75 | 86 | Suspension rope restraints | サスペンションロープ拘束 |  | 45-35-74/410 Suspension rope restraints; |  | Suspension rope restraints are described by characteristics such as restraint type, anchors and lanyard length. An example use may be within a suspended access system - mobile rig on monorail.
Pr_40_70_75_96 | 40 | 70 | 75 | 96 | Working platforms | 作業プラットフォーム |  | 45-35-74/380 Working platforms; |  | Working platforms are described by characteristics such as components, assembly connectors and accessories. An example use may be within a travelling ladder access system.
Pr_40_70_75_97 | 40 | 70 | 75 | 97 | Working platform storage units | 作業プラットフォームストレージユニット |  | 45-35-74/490 Working platform storage units; |  | Working platform storage units are described by characteristics such as material, finish and location of store. An example use may be within a suspended access system - trackless mobile rig.
Pr_40_70_84 | 40 | 70 | 84 |  | Sports equipment | スポーツ用品
Pr_40_70_84_01 | 40 | 70 | 84 | 01 | Abdominal machines | 腹部機械
Pr_40_70_84_04 | 40 | 70 | 84 | 04 | Arm machines | アームマシン
Pr_40_70_84_06 | 40 | 70 | 84 | 06 | Back machines | バックマシン
Pr_40_70_84_11 | 40 | 70 | 84 | 11 | Cable machines | ケーブルマシン
Pr_40_70_84_13 | 40 | 70 | 84 | 13 | Chest and shoulder machines | 胸と肩のマシン
Pr_40_70_84_16 | 40 | 70 | 84 | 16 | Cross trainers | クロストレーナー
Pr_40_70_84_26 | 40 | 70 | 84 | 26 | Elliptical trainers | 楕円形のトレーナー
Pr_40_70_84_27 | 40 | 70 | 84 | 27 | Exercise bikes | エクササイズバイク
Pr_40_70_84_46 | 40 | 70 | 84 | 46 | Leg machines | レッグマシン
Pr_40_70_84_47 | 40 | 70 | 84 | 47 | Leverage units | ユニットの活用
Pr_40_70_84_55 | 40 | 70 | 84 | 55 | Multigyms | マルチジム
Pr_40_70_84_65 | 40 | 70 | 84 | 65 | Pool, snooker and billiards tables | プール、スヌーカー、ビリヤードテーブル
Pr_40_70_84_66 | 40 | 70 | 84 | 66 | Power cages and racks | パワーケージとラック
Pr_40_70_84_67 | 40 | 70 | 84 | 67 | Power plates | パワープレート
Pr_40_70_84_68 | 40 | 70 | 84 | 68 | Punch bags | パンチバッグ
Pr_40_70_84_72 | 40 | 70 | 84 | 72 | Rowing machines | ローイングマシン
Pr_40_70_84_80 | 40 | 70 | 84 | 80 | Smith machines | スミスマシン
Pr_40_70_84_84 | 40 | 70 | 84 | 84 | Steppers | ステッパー
Pr_40_70_84_86 | 40 | 70 | 84 | 86 | Suspension trainers | サスペンショントレーナー
Pr_40_70_84_90 | 40 | 70 | 84 | 90 | Trampolines | トランポリン
Pr_40_70_84_91 | 40 | 70 | 84 | 91 | Treadmills | トレッドミル
Pr_40_70_84_92 | 40 | 70 | 84 | 92 | Upper body trainers | 上半身トレーナー
Pr_40_70_84_94 | 40 | 70 | 84 | 94 | Vertical knee raise and dip machines | 垂直ニーレイズおよびディップマシン
Pr_40_70_85 | 40 | 70 | 85 |  | Stage equipment | 舞台装置
Pr_40_70_85_31 | 40 | 70 | 85 | 31 | Fly/ pulley bars | フライ/プーリーバー
Pr_40_70_86 | 40 | 70 | 86 |  | Swimming pool equipment | スイミングプール設備 |  |  |  | Air cushion equipment are described by characteristics such as diffuser heads and remote control. An example use may be within a diving pool equipment system.
Pr_40_70_86_02 | 40 | 70 | 86 | 02 | Air cushion equipment | エアクッション装置 |  | 45-35-90/445 Air cushion equipment; |  | Air cushion equipment are described by characteristics such as diffuser heads and remote control. An example use may be within a diving pool equipment system.
Pr_40_70_86_08 | 40 | 70 | 86 | 08 | Buoyancy-aided movable floors | 浮力支援可動床 |  | 45-35-90/315 Movable floors (buoyancy aided); |  | Movable floors (buoyancy aided) are described by characteristics such as floor type, size and structure. An example use may be within a leisure swimming pool equipment systems.
Pr_40_70_86_10 | 40 | 70 | 86 | 10 | Buoyancy-aided movable bulkheads | 浮力支援可動隔壁 |  | 45-35-90/305 Movable bulkheads (buoyancy aided); |  | Movable bulkheads (buoyancy aided) are described by characteristics such as movement, structure and surface. An example use may be within a competitive swimming pool equipment systems.
Pr_40_70_86_52 | 40 | 70 | 86 | 52 | Mechanical drive movable floors | メカニカルドライブ可動床 |  | 45-35-90/320 Movable floors (mechanical drive system); |  | Movable floors (mechanical drive system) are described by characteristics such as floor type, size and structure. An example use may be within a leisure swimming pool equipment systems.
Pr_40_70_86_60 | 40 | 70 | 86 | 60 | Pool structure-supported movable bulkheads | プール構造でサポートされている可動隔壁 |  | 45-35-90/310 Movable bulkheads (supported by pool structure); |  | Movable bulkheads (supported by pool structure) are described by characteristics such as movement, structure and surface. An example use may be within a competitive swimming pool equipment systems.
Pr_40_70_86_84 | 40 | 70 | 86 | 84 | Surface agitation equipment | 表面攪拌装置 |  | 45-35-90/450 Surface agitation equipment; |  | Surface agitation equipment are described by characteristics such as water agitation. An example use may be within a diving pool equipment system.
Pr_40_70_86_94 | 40 | 70 | 86 | 94 | Water polo ball release devices | 水球ボールリリース装置 |  | 45-35-90/460 Water polo ball release device; |  | Water polo ball release device are described by characteristics such as ball cradle and release mechanism. An example use may be within a competitive swimming pool equipment systems.
Pr_40_70_86_98 | 40 | 70 | 86 | 98 | Wave machine equipment | ウェーブマシン設備
Pr_40_70_96 | 40 | 70 | 96 |  | Water control equipment | 水制御装置
Pr_40_70_96_30 | 40 | 70 | 96 | 30 | Flow control device chambers | 流量制御装置チャンバー
Pr_40_70_96_31 | 40 | 70 | 96 | 31 | Flow control devices | フロー制御装置
Pr_40_70_99 | 40 | 70 | 99 |  | Weighing equipment | 計量機器
Pr_40_70_99_22 | 40 | 70 | 99 | 22 | Digital scales | デジタルはかり
Pr_40_70_99_42 | 40 | 70 | 99 | 42 | Industrial scales | 工業用はかり
Pr_40_70_99_45 | 40 | 70 | 99 | 45 | Kitchen scales | キッチンスケール
Pr_40_70_99_62 | 40 | 70 | 99 | 62 | Personnel weighing scales | 体重計
Pr_45 | 45 |  |  |  | Flora and fauna products | 動植物製品
Pr_45_28 | 45 | 28 |  |  | Fauna products | 動物相製品
Pr_45_28_05 | 45 | 28 | 05 |  | Animal pass products | アニマルパス商品
Pr_45_28_05_04 | 45 | 28 | 05 | 04 | Amphibian ramps | 両生類用ランプ
Pr_45_28_05_70 | 45 | 28 | 05 | 70 | Resting posts | 休憩ポスト
Pr_45_28_05_80 | 45 | 28 | 05 | 80 | Small animal concrete tunnel sections | 小動物コンクリートトンネルセクション
Pr_45_28_30 | 45 | 28 | 30 |  | Fish, eel and lamprey pass products | 魚、ウナギ、ヤツメウナギのパス製品 |  |  |  | Eel and elver passes are described by characteristics such as elver brush, elver boss and elver bristle.
Pr_45_28_30_10 | 45 | 28 | 30 | 10 | Bristle boards and mats | 剛毛ボードとマット
Pr_45_28_30_27 | 45 | 28 | 30 | 27 | Eel tiles | うなぎタイル |  | 45-40-30/310 Eel and elver passes; |  | Eel and elver passes are described by characteristics such as elver brush, elver boss and elver bristle.
Pr_45_28_30_42 | 45 | 28 | 30 | 42 | Lamprey plates | ヤツメウナギプレート
Pr_45_28_30_44 | 45 | 28 | 30 | 44 | Lamprey tiles | ヤツメウナギのタイル
Pr_45_28_30_46 | 45 | 28 | 30 | 46 | Larinier tiles | ラリニエタイル |  | 45-40-30/320 Larinier fish pass; |  | Larinier fish pass are described by characteristics such as material, number of baffles and baffle spacing.
Pr_45_28_30_78 | 45 | 28 | 30 | 78 | Siphon fish passes | サイフォンフィッシュパス |  | 45-40-30/330 Siphon fish pass; |  | Siphon fish pass are described by characteristics such as material, isolation and flow rate (minimum).
Pr_45_30 | 45 | 30 |  |  | Flora products | フローラ製品
Pr_45_30_04 | 45 | 30 | 04 |  | Artificial plants | 人工植物 |  |  |  | Artificial low 'growing' plants are described by characteristics such as species, trunk or stem material and foliage. An example use may be within an internal planter system.
Pr_45_30_04_02 | 45 | 30 | 04 | 02 | Artificial grass | 人工芝
Pr_45_30_04_03 | 45 | 30 | 04 | 03 | Artificial low growing trees | 人工低成長木 |  | 45-35-05/320 Artificial low 'growing' plants; |  | Artificial low 'growing' plants are described by characteristics such as species, trunk or stem material and foliage. An example use may be within an internal planter system.
Pr_45_30_04_04 | 45 | 30 | 04 | 04 | Artificial topiary and pleaching | 人工トピアリーと漂白 |  | 45-35-05/330 Artificial topiary and pleaching; |  | Artificial topiary and pleaching are described by characteristics such as species, form and girth. An example use may be within an internal planter system.
Pr_45_30_04_05 | 45 | 30 | 04 | 05 | Artificial trees | 人工木 |  | 45-35-05/325 Artificial trees; |  | Artificial trees are described by characteristics such as species, form and girth. An example use may be within an internal planter system.
Pr_45_30_04_64 | 45 | 30 | 04 | 64 | Polyester silk plants | ポリエステルシルク植物
Pr_45_30_04_66 | 45 | 30 | 04 | 66 | Preserved plants | 保存植物
Pr_45_30_10 | 45 | 30 | 10 |  | Bulbs, corms, tubers and dormant roots | 球根、球茎、塊茎および休眠中の根 |  |  |  | Bulbs, corms and tubers are described by characteristics such as supplier, standards and botanical name. An example use may be within a bed-planted annual, perennial and bulb system.
Pr_45_30_10_04 | 45 | 30 | 10 | 04 | Annual tubers | 年次塊茎
Pr_45_30_10_10 | 45 | 30 | 10 | 10 | Bulbs | 球根 |  | 45-40-10/311 Bulbs, corms and tubers; |  | Bulbs, corms and tubers are described by characteristics such as supplier, standards and botanical name. An example use may be within a bed-planted annual, perennial and bulb system.
Pr_45_30_10_15 | 45 | 30 | 10 | 15 | Corms | 球茎 |  | 45-40-10/311 Bulbs, corms and tubers; |  | Bulbs, corms and tubers are described by characteristics such as supplier, standards and botanical name. An example use may be within a bed-planted annual, perennial and bulb system.
Pr_45_30_10_62 | 45 | 30 | 10 | 62 | Perennial roots | 多年生の根
Pr_45_30_10_63 | 45 | 30 | 10 | 63 | Perennial tubers | 多年生塊茎 |  | 45-40-10/311 Bulbs, corms and tubers; |  | Bulbs, corms and tubers are described by characteristics such as supplier, standards and botanical name. An example use may be within a bed-planted annual, perennial and bulb system.
Pr_45_30_36 | 45 | 30 | 36 |  | Herbaceous and aquatic plants | 草本および水生植物 |  |  |  | Annuals supplied as plugs are described by characteristics such as supplied by, standards and botanical name. An example use may be within a bed-planted annual, perennial and bulb system.
Pr_45_30_36_02 | 45 | 30 | 36 | 02 | Annual plugs | 年間プラグ |  | 45-40-35/331 Annuals supplied as plugs; |  | Annuals supplied as plugs are described by characteristics such as supplied by, standards and botanical name. An example use may be within a bed-planted annual, perennial and bulb system.
Pr_45_30_36_03 | 45 | 30 | 36 | 03 | Aquatic plant bare roots and clumps | 水生植物の裸の根と塊 |  | 45-40-35/321 Aquatic plants supplied as bare root or clumps; |  | Aquatic plants supplied as bare root or clumps are described by characteristics such as supplied by, standards and botanical name. An example use may be within an aquatic planting system.
Pr_45_30_36_04 | 45 | 30 | 36 | 04 | Aquatic plant bunches | 水生植物の房 |  | 45-40-35/323 Aquatic plants supplied in bunches; |  | Aquatic plants supplied in bunches are described by characteristics such as supplied by, standards and botanical name. An example use may be within an aquatic planting system.
Pr_45_30_36_05 | 45 | 30 | 36 | 05 | Aquatic plant pots and baskets | 水生植物のポットとバスケット |  | 45-40-35/325 Aquatic plants supplied in pots or baskets; |  | Aquatic plants supplied in pots or baskets are described by characteristics such as supplied by, standards and botanical name. An example use may be within an aquatic planting system.
Pr_45_30_36_06 | 45 | 30 | 36 | 06 | Aquatic plant plugs | 水生植物プラグ |  | 45-40-35/327 Aquatic plants supplied as plugs; |  | Aquatic plants supplied as plugs are described by characteristics such as supplied by, botanical name and root zone. An example use may be within an aquatic planting system.
Pr_45_30_36_11 | 45 | 30 | 36 | 11 | Cell-grown annuals | 細胞で育った一年生植物
Pr_45_30_36_13 | 45 | 30 | 36 | 13 | Cell-grown perennials | 細胞成長多年生植物
Pr_45_30_36_14 | 45 | 30 | 36 | 14 | Container-grown aquatic plants | コンテナ栽培の水生植物
Pr_45_30_36_15 | 45 | 30 | 36 | 15 | Container-grown annuals | コンテナ栽培の一年生植物 |  | 45-40-35/333 Container grown annuals; |  | Container grown annuals are described by characteristics such as supplied by, standards and botanical name. An example use may be within a bed-planted annual, perennial and bulb system.
Pr_45_30_36_16 | 45 | 30 | 36 | 16 | Container-grown perennials | コンテナ栽培の多年生植物 |  | 45-40-35/311 Container grown perennials; |  | Container grown perennials are described by characteristics such as supplied by, standards and botanical name. An example use may be within a membranous vertical planting system.
Pr_45_30_36_64 | 45 | 30 | 36 | 64 | Perennial clumps | 多年生の塊 |  | 45-40-35/315 Perennials supplied in clumps; |  | Perennials supplied in clumps are described by characteristics such as supplied by, standards and botanical name. An example use may be within a membranous vertical planting system.
Pr_45_30_36_65 | 45 | 30 | 36 | 65 | Perennial plugs | 多年生のプラグ |  | 45-40-35/313 Perennials supplied as plugs; |  | Perennials supplied as plugs are described by characteristics such as supplied by, standards and botanical name. An example use may be within a membranous vertical planting system.
Pr_45_30_76 | 45 | 30 | 76 |  | Seeds | 種子 |  |  |  | Grass seed mix are described by characteristics such as supplied by, origin and provenance and standards. An example use may be within a cellular grass-filled paving system.
Pr_45_30_76_29 | 45 | 30 | 76 | 29 | Flower seeds | 花の種
Pr_45_30_76_32 | 45 | 30 | 76 | 32 | Fruit seeds | 果物の種
Pr_45_30_76_34 | 45 | 30 | 76 | 34 | Grass seeds | 草の種 |  | 45-40-75/301 Grass seed mix; |  | Grass seed mix are described by characteristics such as supplied by, origin and provenance and standards. An example use may be within a cellular grass-filled paving system.
Pr_45_30_76_39 | 45 | 30 | 76 | 39 | Hydroseeding mixes | ハイドロシーディングミックス
Pr_45_30_76_48 | 45 | 30 | 76 | 48 | Locally collected seeds | 地元で採集された種子 |  | 45-40-75/309 Locally collected seed; |  | Locally collected seed are described by characteristics such as supplied by, origin and provenance and suitability. An example use may be within a cellular grass-filled paving system.
Pr_45_30_76_77 | 45 | 30 | 76 | 77 | Site-grown temporary crop seeds | 現場で栽培された一時的な作物の種子 |  | 45-40-75/307 Seeds for temporary crops grown on site; |  | Seeds for temporary crops grown on site are described by characteristics such as supplied by, origin and provenance and standards. An example use may be within a spoil heap temporary crop system.
Pr_45_30_76_90 | 45 | 30 | 76 | 90 | Tree and shrub seeds | 木と低木の種子 |  | 45-40-75/305 Tree and shrub seed mix; |  | Tree and shrub seed mix are described by characteristics such as supplied by, origin and provenance and standards. An example use may be within a hydraulic seeded tree and shrub system.
Pr_45_30_76_94 | 45 | 30 | 76 | 94 | Vegetable seeds | 野菜の種
Pr_45_30_76_97 | 45 | 30 | 76 | 97 | Wildflower seeds | ワイルドフラワーの種 |  | 45-40-75/303 Wildflower seed mix; |  | Wildflower seed mix are described by characteristics such as supplied by, origin and provenance and standards. An example use may be within a cellular grass-filled paving system.
Pr_45_30_80 | 45 | 30 | 80 |  | Shrubs and woody climbers | 低木と木質の登山家 |  |  |  | Bare root climbers are described by characteristics such as supplied by, standards and botanical name. An example use may be within an internal planter system.
Pr_45_30_80_04 | 45 | 30 | 80 | 04 | Bare-root climbers | 裸根登山者 |  | 45-40-90/410 Bare root climbers; |  | Bare root climbers are described by characteristics such as supplied by, standards and botanical name. An example use may be within an internal planter system.
Pr_45_30_80_06 | 45 | 30 | 80 | 06 | Bare-root cutting-raised roses | 裸根切り上げバラ |  | 45-40-90/365 Bare root cutting raised roses; |  | Bare root cutting raised roses are described by characteristics such as supplied by, standards and botanical name. An example use may be within a pit-planted small tree or shrub system.
Pr_45_30_80_08 | 45 | 30 | 80 | 08 | Bare-root shrubs | 裸根低木 |  | 45-40-90/370 Bare root shrubs; |  | Bare root shrubs are described by characteristics such as supplied by, standards and botanical name. An example use may be within a pit-planted small tree or shrub system.
Pr_45_30_80_10 | 45 | 30 | 80 | 10 | Bare-root budded roses | 裸根のバラ |  | 45-40-90/360 Bare-root budded roses; |  | Bare-root budded roses are described by characteristics such as supplied by, standards and botanical name. An example use may be within a pit-planted small tree or shrub system.
Pr_45_30_80_11 | 45 | 30 | 80 | 11 | Cell-grown climbers | 細胞成長クライマー
Pr_45_30_80_12 | 45 | 30 | 80 | 12 | Cell-grown shrubs | 細胞成長低木 |  | 45-40-90/375 Cell grown shrubs; |  | Cell grown shrubs are described by characteristics such as supplied by, standards and botanical name. An example use may be within an internal planter system.
Pr_45_30_80_14 | 45 | 30 | 80 | 14 | Container-grown bamboos | コンテナ栽培の竹 |  | 45-40-90/390 Container grown bamboos; |  | Container grown bamboos are described by characteristics such as supplied by, standards and botanical name. An example use may be within an internal planter system.
Pr_45_30_80_15 | 45 | 30 | 80 | 15 | Container-grown budded roses | コンテナ栽培のつぼみバラ |  | 45-40-90/380 Container grown budded roses; |  | Container grown budded roses are described by characteristics such as supplied by, standards and botanical name. An example use may be within a hanging container planting system.
Pr_45_30_80_16 | 45 | 30 | 80 | 16 | Container-grown climbers | コンテナ栽培のクライマー |  | 45-40-90/415 Container grown climbers; |  | Container grown climbers are described by characteristics such as supplied by, standards and botanical name. An example use may be within an internal planter system.
Pr_45_30_80_18 | 45 | 30 | 80 | 18 | Container-grown cutting-raised roses | コンテナ栽培のバラバラ |  | 45-40-90/385 Container grown cutting raised roses; |  | Container grown cutting raised roses are described by characteristics such as supplied by, standards and botanical name. An example use may be within an internal planter system.
Pr_45_30_80_20 | 45 | 30 | 80 | 20 | Container-grown shrubs | コンテナ栽培の低木 |  | 45-40-90/395 Container grown shrubs; |  | Container grown shrubs are described by characteristics such as supplied by, standards and botanical name. An example use may be within an internal planter system.
Pr_45_30_80_71 | 45 | 30 | 80 | 71 | Rootballed bamboos | 根こぶ竹 |  | 45-40-90/400 Rootballed bamboos; |  | Rootballed bamboos are described by characteristics such as supplied by, standards and botanical name. An example use may be within an internal planter system.
Pr_45_30_80_73 | 45 | 30 | 80 | 73 | Rootballed shrubs | Rootballed低木 |  | 45-40-90/405 Rootballed shrubs; |  | Rootballed shrubs are described by characteristics such as supplied by, standards and botanical name. An example use may be within an internal planter system.
Pr_45_30_90 | 45 | 30 | 90 |  | Trees | 木 |  |  |  | Bare root conifers are described by characteristics such as supplied by, standards and botanical name. An example use may be within an internal planter system.
Pr_45_30_90_05 | 45 | 30 | 90 | 05 | Bare-root conifers | 裸根の針葉樹 |  | 45-40-90/310 Bare root conifers; |  | Bare root conifers are described by characteristics such as supplied by, standards and botanical name. An example use may be within an internal planter system.
Pr_45_30_90_07 | 45 | 30 | 90 | 07 | Bare-root fruit trees | 裸根果樹 |  | 45-40-90/315 Bare root fruit trees; |  | Bare root fruit trees are described by characteristics such as supplied by, standards and botanical name. An example use may be within a pit-planted semi-mature tree system.
Pr_45_30_90_09 | 45 | 30 | 90 | 09 | Bare-root trees | 裸根の木 |  | 45-40-90/320 Bare root trees; |  | Bare root trees are described by characteristics such as supplied by, standards and botanical name. An example use may be within a pit-planted semi-mature tree system.
Pr_45_30_90_11 | 45 | 30 | 90 | 11 | Cell-grown conifers | 細胞成長針葉樹 |  | 45-40-90/325 Cell grown conifers; |  | Cell grown conifers are described by characteristics such as supplied by, standards and botanical name. An example use may be within an internal planter system.
Pr_45_30_90_13 | 45 | 30 | 90 | 13 | Cell-grown trees | 細胞成長の木 |  | 45-40-90/330 Cell grown trees; |  | Cell grown trees are described by characteristics such as supplied by, standards and botanical name. An example use may be within a pit-planted semi-mature tree system.
Pr_45_30_90_17 | 45 | 30 | 90 | 17 | Container-grown conifers | コンテナ栽培の針葉樹 |  | 45-40-90/335 Container grown conifers; |  | Container grown conifers are described by characteristics such as supplied by, standards and botanical name. An example use may be within an internal planter system.
Pr_45_30_90_19 | 45 | 30 | 90 | 19 | Container-grown fruit trees | コンテナ栽培の果樹 |  | 45-40-90/340 Container grown fruit trees; |  | Container grown fruit trees are described by characteristics such as supplied by, standards and botanical name. An example use may be within a pit-planted semi-mature tree system.
Pr_45_30_90_21 | 45 | 30 | 90 | 21 | Container-grown trees | コンテナ栽培の木 |  | 45-40-90/345 Container grown trees; |  | Container grown trees are described by characteristics such as supplied by, standards and botanical name. An example use may be within a pit-planted semi-mature tree system.
Pr_45_30_90_72 | 45 | 30 | 90 | 72 | Rootballed conifers | ルートボール針葉樹 |  | 45-40-90/350 Rootballed conifers; |  | Rootballed conifers are described by characteristics such as supplied by, standards and botanical name. An example use may be within a pit-planted semi-mature tree system.
Pr_45_30_90_74 | 45 | 30 | 90 | 74 | Rootballed trees | ルートボールの木 |  | 45-40-90/355 Rootballed trees; |  | Rootballed trees are described by characteristics such as supplied by, standards and botanical name. An example use may be within a pit-planted semi-mature tree system.
Pr_45_31 | 45 | 31 |  |  | Formless flora and fauna products | 形のない動植物製品
Pr_45_31_03 | 45 | 31 | 03 |  | Animal biocides | 動物の殺生物剤 |  |  |  | Biological controls are described by characteristics such as supplied by, control organism and target group. An example use may be within a living roof maintenance system.
Pr_45_31_03_08 | 45 | 31 | 03 | 08 | Biological controls | 生物的防除 |  | 45-40-05/337 Biological controls; |  | Biological controls are described by characteristics such as supplied by, control organism and target group. An example use may be within a living roof maintenance system.
Pr_45_31_03_42 | 45 | 31 | 03 | 42 | Insecticides | 殺虫剤 |  | 45-40-05/331 Insecticides; |  | Insecticides are described by characteristics such as carrier and target group. An example use may be within a living roof maintenance system.
Pr_45_31_03_64 | 45 | 31 | 03 | 64 | Poisons | 毒薬
Pr_45_31_03_72 | 45 | 31 | 03 | 72 | Rodenticides | 殺鼠剤 |  | 45-40-05/333 Poisons for rodents; |  | Poisons for rodents are described by characteristics such as biocide type and target group.
Pr_45_31_03_88 | 45 | 31 | 03 | 88 | Termite-resistant granules | シロアリ耐性顆粒
Pr_45_31_03_90 | 45 | 31 | 03 | 90 | Termiticides | シロアリ剤
Pr_45_31_03_96 | 45 | 31 | 03 | 96 | Worm controls | ワーム制御 |  | 45-40-05/335 Worm control; |  | Worm control are described by characteristics such as biocide type. An example use may be within a meadow grass maintenance system.
Pr_45_31_37 | 45 | 31 | 37 |  | Herbicides | 除草剤 |  |  |  | Combined selective herbicide and feed mix for lawns are described by characteristics such as target weeds, type of herbicide and carrier. An example use may be within a sports turf maintenance system.
Pr_45_31_37_15 | 45 | 31 | 37 | 15 | Combined selective lawn herbicide and feed mixes | 選択的芝生除草剤と飼料ミックスの組み合わせ |  | 45-40-05/341 Combined selective herbicide and feed mix for lawns; |  | Combined selective herbicide and feed mix for lawns are described by characteristics such as target weeds, type of herbicide and carrier. An example use may be within a sports turf maintenance system.
Pr_45_31_37_56 | 45 | 31 | 37 | 56 | Non-selective contact herbicides | 非選択的接触除草剤 |  | 45-40-05/351 Non-selective contact herbicides; |  | Non-selective contact herbicides are described by characteristics such as target weeds and type of herbicide. An example use may be within a bound aggregate paving maintenance system.
Pr_45_31_37_57 | 45 | 31 | 37 | 57 | Non-selective residual herbicides | 非選択的残留除草剤 |  | 45-40-05/361 Non-selective residual herbicides; |  | Non-selective residual herbicides are described by characteristics such as format and type of herbicide. An example use may be within a bound aggregate paving maintenance system.
Pr_45_31_37_58 | 45 | 31 | 37 | 58 | Non-selective systemic herbicides | 非選択的全身除草剤 |  | 45-40-05/371 Non-selective systemic herbicides; |  | Non-selective systemic herbicides are described by characteristics such as target weeds and type of herbicide. An example use may be within a bound aggregate paving maintenance system.
Pr_45_31_37_76 | 45 | 31 | 37 | 76 | Selective herbicides | 選択的除草剤 |  | 45-40-05/343 Selective herbicides; |  | Selective herbicides are described by characteristics such as target weeds, active ingredient(s) and carrier. An example use may be within a bound aggregate paving maintenance system.
Pr_45_31_52 | 45 | 31 | 52 |  | Microbial biocides | 微生物殺生物剤 |  |  |  | Algaecides are described by characteristics such as duration and carrier. An example use may be within a waterborne vegetation control system.
Pr_45_31_52_03 | 45 | 31 | 52 | 03 | Algaecides | 殺藻剤 |  | 45-40-05/301 Algaecides; |  | Algaecides are described by characteristics such as duration and carrier. An example use may be within a waterborne vegetation control system.
Pr_45_31_52_07 | 45 | 31 | 52 | 07 | Biocides | 殺生物剤 |  | 45-40-05/313 Biocides; |  | Biocides are described by characteristics such as duration, action and classification. An example use may be within an anti-graffiti coating system.
Pr_45_31_52_31 | 45 | 31 | 52 | 31 | Fungicidal solutions | 殺菌剤ソリューション |  | 45-40-05/319 Fungicidal solutions; |  | Fungicidal solutions are described by characteristics such as composition. An example use may be within a multi-colour coating system.
Pr_45_31_52_32 | 45 | 31 | 52 | 32 | Fungicides | 殺菌剤
Pr_45_31_52_55 | 45 | 31 | 52 | 55 | Non-oxidizing water treatment biocides | 非酸化性水処理殺生物剤 |  | 90-15-95/325 Non-oxidizing biocides; |  | Non-oxidizing biocides are described by characteristics such as chemicals. An example use may be within a chilled water system.
Pr_45_31_52_59 | 45 | 31 | 52 | 59 | Oxidizing water treatment biocides | 酸化水処理殺生物剤 |  | 90-15-95/330 Oxidizing biocides; |  | Oxidizing biocides are described by characteristics such as chemicals. An example use may be within a chilled water system.
Pr_45_31_52_62 | 45 | 31 | 52 | 62 | Plant fungicides | 植物殺菌剤 |  | 45-40-05/321 Fungicides for plants; |  | Fungicides for plants are described by characteristics such as carrier and target group. An example use may be within a living roof maintenance system.
Pr_45_31_52_73 | 45 | 31 | 52 | 73 | Root sealers | ルートシーラー |  | 45-40-65/380 Sealer for cuts to tree roots; |  | Sealer for cuts to tree roots are described by characteristics such as target species, form and colour.
Pr_45_31_52_86 | 45 | 31 | 52 | 86 | Surface biocides | 表面の殺生物剤 |  | 45-40-05/315 Surface biocides; |  | Surface biocides are described by characteristics such as action. An example use may be within a multi-colour coating system.
Pr_45_31_52_97 | 45 | 31 | 52 | 97 | Vermicides | 殺虫剤
Pr_45_31_63 | 45 | 31 | 63 |  | Plant-based fibres | 植物ベースの繊維 |  |  |  | Coir fibres are described by characteristics such as supplied by, source and quality. An example use may be within a modular unit vertical planting system.
Pr_45_31_63_14 | 45 | 31 | 63 | 14 | Coir fibres | コイア繊維 |  | 45-55-55/339 Coir fibres; |  | Coir fibres are described by characteristics such as supplied by, source and quality. An example use may be within a modular unit vertical planting system.
Pr_45_31_63_15 | 45 | 31 | 63 | 15 | Combed wheat reed | コーマ小麦リード |  | 45-55-55/311 Combed wheat reed; |  | Combed wheat reed are described by characteristics such as supplied by, source and quality. An example use may be within a thatch roofing system.
Pr_45_31_63_16 | 45 | 31 | 63 | 16 | Compostable plant material | 堆肥化可能な植物材料 |  | 45-55-55/343 Compostable plant material; |  | Compostable plant material are described by characteristics such as supplied by, source and plant type.
Pr_45_31_63_30 | 45 | 31 | 63 | 30 | Flax fibres | 亜麻繊維 |  | 45-55-55/331 Flax fibres; |  | Flax fibres are described by characteristics such as supplied by, source and quality.
Pr_45_31_63_37 | 45 | 31 | 63 | 37 | Hemp fibres | 麻繊維 |  | 45-55-55/333 Hemp fibres; |  | Hemp fibres are described by characteristics such as supplied by, source and quality.
Pr_45_31_63_44 | 45 | 31 | 63 | 44 | Jute fibres | ジュート繊維 |  | 45-55-55/337 Jute fibres; |  | Jute fibres are described by characteristics such as supplied by, source and quality.
Pr_45_31_63_47 | 45 | 31 | 63 | 47 | Long straw | 長いワラ |  | 45-55-55/313 Long straw; |  | Long straw are described by characteristics such as supplied by, source and variety. An example use may be within a thatch roofing system.
Pr_45_31_63_48 | 45 | 31 | 63 | 48 | Loose straw | 束ねられていないワラ |  | 45-55-55/325 Loose straw; |  | Loose straw are described by characteristics such as supplied by, source and crop type.
Pr_45_31_63_56 | 45 | 31 | 63 | 56 | Natural bark | 天然樹皮 |  | 45-55-55/341 Natural bark; |  | Natural bark are described by characteristics such as supplied by, source and quality. An example use may be within a pit-planted small tree or shrub system.
Pr_45_31_63_60 | 45 | 31 | 63 | 60 | Paper bales | 紙俵
Pr_45_31_63_64 | 45 | 31 | 63 | 64 | Playground bark | 遊び場の樹皮 |  | 45-55-55/351 Playground bark; |  | Playground bark are described by characteristics such as supplied by, bark type and grade. An example use may be within a woodchip or bark paving system.
Pr_45_31_63_76 | 45 | 31 | 63 | 76 | Sedge | セッジ |  | 45-55-55/315 Sedge; |  | Sedge are described by characteristics such as supplied by, source and quality. An example use may be within a thatch roofing system.
Pr_45_31_63_78 | 45 | 31 | 63 | 78 | Sisal fibres | サイザル麻繊維 |  | 45-55-55/335 Sisal fibres; |  | Sisal fibres are described by characteristics such as supplied by, source and quality.
Pr_45_31_63_80 | 45 | 31 | 63 | 80 | Sphagnum moss | ミズゴケ |  | 45-55-55/305 Sphagnum moss; |  | Sphagnum moss are described by characteristics such as supplied by, source and grade. An example use may be within a hanging container planting system.
Pr_45_31_63_84 | 45 | 31 | 63 | 84 | Straw bales | わら俵 |  | 45-55-55/321 Straw bales; |  | Straw bales are described by characteristics such as supplied by, source and straw. An example use may be within an unframed straw bale wall system.
Pr_45_31_63_96 | 45 | 31 | 63 | 96 | Water reed | 水葦 |  | 45-55-55/317 Water reed; |  | Water reed are described by characteristics such as supplied by, source and length. An example use may be within a thatch roofing system.
Pr_45_31_63_97 | 45 | 31 | 63 | 97 | Wood chips | 木のチップ |  | 45-55-55/353 Wood chips; |  | Wood chips are described by characteristics such as supplied by, wood chip type and grade. An example use may be within a woodchip or bark paving system.
Pr_45_31_63_98 | 45 | 31 | 63 | 98 | Wood fibres | ウッドファイバー |  | 45-55-55/355 Wood fibres; |  | Wood fibres are described by characteristics such as supplied by, quality and particle size (maximum). An example use may be within a woodchip or bark paving system.
Pr_45_31_89 | 45 | 31 | 89 |  | Topsoils, feeds and growing media | 表土、飼料、成長する培地 |  |  |  | Blood and bonemeal are described by characteristics such as supplied by, source and certification of source, analysis, suitability for purpose and absence of harmful substances.
Pr_45_31_89_08 | 45 | 31 | 89 | 08 | Blood and bonemeal | 食肉堆肥飼料 |  | 45-40-85/385 Blood and bonemeal; |  | Blood and bonemeal are described by characteristics such as supplied by, source and certification of source, analysis, suitability for purpose and absence of harmful substances.
Pr_45_31_89_15 | 45 | 31 | 89 | 15 | Compost dressings | 堆肥ドレッシング |  | 45-40-85/410 Compost dressing; |  | Compost dressing are described by characteristics such as supplier, source and compost type. An example use may be within a turf planting system.
Pr_45_31_89_16 | 45 | 31 | 89 | 16 | Composted materials | 堆肥化された材料 |  | 45-40-85/350 Composted materials; |  | Composted materials are described by characteristics such as supplier, source and compost type. An example use may be within an internal planter system.
Pr_45_31_89_35 | 45 | 31 | 89 | 35 | Green roof substrates | グリーンルーフ基板 |  | 45-40-85/345 Green roof substrate; |  | Green roof substrate are described by characteristics such as supplier, source and ph (range). An example use may be within a semi-intensive green roof system.
Pr_45_31_89_41 | 45 | 31 | 89 | 41 | Imported growing media | 輸入成長培地 |  | 45-40-85/340 Special imported topsoil and growing media; |  | Special imported topsoil and growing media are described by characteristics such as supplier, source and growing medium. An example use may be within a cellular grass-filled paving system.
Pr_45_31_89_42 | 45 | 31 | 89 | 42 | Imported topsoils | 輸入表土 |  | 45-40-85/320 Imported topsoil from a specified source; |  | Imported topsoil from a specified source are described by characteristics such as source and particle grade. An example use may be within a cellular grass-filled paving system.
Pr_45_31_89_43 | 45 | 31 | 89 | 43 | Inorganic fertilizers | 無機肥料 |  | 45-40-85/395 Inorganic fertilizer; |  | Inorganic fertilizer are described by characteristics such as supplier, fertilizer type and availability to plants. An example use may be within a reinforced grass planting system.
Pr_45_31_89_50 | 45 | 31 | 89 | 50 | Manufactured growing media | 製造された成長培地 |  | 45-40-85/330 Manufactured growing medium; |  | Manufactured growing medium are described by characteristics such as supplier, source and texture. An example use may be within a semi-intensive green roof system.
Pr_45_31_89_51 | 45 | 31 | 89 | 51 | Manufactured topsoils | 製造された表土 |  | 45-40-85/335 Manufactured topsoil; |  | Manufactured topsoil are described by characteristics such as supplier, source and texture. An example use may be within a cellular grass-filled paving system.
Pr_45_31_89_52 | 45 | 31 | 89 | 52 | Manures | 肥料 |  | 45-40-85/387 Manure; |  | Manure are described by characteristics such as supplied by, source and certification of source, analysis, suitability for purpose and absence of harmful substances. An example use may be within a pit-planted small tree or shrub system.
Pr_45_31_89_55 | 45 | 31 | 89 | 55 | Mycorrhizal inoculants | 菌根菌接種物 |  | 45-40-85/405 Mycorrhizal inoculants; |  | Mycorrhizal inoculants are described by characteristics such as format. An example use may be within an internal planter system.
Pr_45_31_89_57 | 45 | 31 | 89 | 57 | Non-compost turf dressings | 非堆肥芝生ドレッシング |  | 45-40-85/411 Non-compost dressing for turf; |  | Non-compost dressing for turf are described by characteristics such as supplier, source and dressing type. An example use may be within a turf planting system.
Pr_45_31_89_58 | 45 | 31 | 89 | 58 | Organic fertilizers | 有機肥料 |  | 45-40-85/400 Organic fertilizer; |  | Organic fertilizer are described by characteristics such as supplier, fertilizer type and availability to plants. An example use may be within a reinforced grass planting system.
Pr_45_31_89_75 | 45 | 31 | 89 | 75 | Sanitized and stabilized composts | 衛生化および安定化された堆肥 |  | 45-40-85/355 Sanitized and stabilized compost; |  | Sanitized and stabilized compost are described by characteristics such as supplier, source and horticultural parameters. An example use may be within an internal planter system.
Pr_45_31_89_80 | 45 | 31 | 89 | 80 | Soil amelioration aggregates | 土壌改良骨材 |  | 45-40-85/365 Aggregates for soil amelioration; |  | Aggregates for soil amelioration are described by characteristics such as supplier, source and aggregates. An example use may be within a pit-planted small tree or shrub system.
Pr_45_31_89_81 | 45 | 31 | 89 | 81 | Soil amelioration industrial by-products | 土壌改良産業副産物 |  | 45-40-85/370 Industrial by-products for soil ameliorants; |  | Industrial by-products for soil ameliorants are described by characteristics such as supplier, source and by-products.
Pr_45_31_89_82 | 45 | 31 | 89 | 82 | Soil amelioration minerals | 土壌改良ミネラル |  | 45-40-85/375 Minerals for soil amelioration; |  | Minerals for soil amelioration are described by characteristics such as supplier, source and mineral type. An example use may be within a hanging container planting system.
Pr_45_31_89_83 | 45 | 31 | 89 | 83 | Soil conditioning agents | 土壌改良剤
Pr_45_31_89_84 | 45 | 31 | 89 | 84 | Soil moisture retention additives | 土壌保湿添加剤 |  | 45-40-85/380 Soil moisture retention additives; |  | Soil moisture retention additives are described by characteristics such as supplier, additives and absorption capacity (minimum). An example use may be within an internal planter system.
Pr_45_57 | 45 | 57 |  |  | Non-rigid sheet, mat and strip flora and fauna products | 非硬質シート、マットおよびストリップの動植物製品
Pr_45_57_91 | 45 | 57 | 91 |  | Turf and pre-planted substrates | 芝と植え付け済みの基質 |  |  |  | Cultivated turf are described by characteristics such as supplied by, turf dimensions and sward. An example use may be within a caged fill retaining wall system.
Pr_45_57_91_20 | 45 | 57 | 91 | 20 | Cultivated turf | 栽培された芝 |  | 45-40-95/331 Cultivated turf; |  | Cultivated turf are described by characteristics such as supplied by, turf dimensions and sward. An example use may be within a caged fill retaining wall system.
Pr_45_57_91_56 | 45 | 57 | 91 | 56 | Natural turf | 天然芝 |  | 45-40-95/333 Natural turf; |  | Natural turf are described by characteristics such as supplied by, source and turf dimensions. An example use may be within a caged fill retaining wall system.
Pr_45_57_91_63 | 45 | 57 | 91 | 63 | Pre-planted coir rolls | 植え付けられたコイアロール |  | 45-40-95/303 Pre-planted coir rolls; |  | Pre-planted coir rolls are described by characteristics such as supplied by, roll dimensions and plants. An example use may be within a reedbed planting system.
Pr_45_57_91_64 | 45 | 57 | 91 | 64 | Pre-planted pallets | あらかじめ植えられたパレット |  | 45-40-95/313 Pre-planted pallets; |  | Pre-planted pallets are described by characteristics such as supplied by, pallet dimensions and plants. An example use may be within a reedbed planting system.
Pr_45_57_91_65 | 45 | 57 | 91 | 65 | Pre-planted vegetation mats | 植えられた植生マット |  | 45-40-95/301 Pre-planted vegetation blankets; |  | Pre-planted vegetation blankets are described by characteristics such as supplied by, mat dimensions and plants. An example use may be within a reedbed planting system.
Pr_45_57_91_67 | 45 | 57 | 91 | 67 | Pre-seeded mats | プレシードマット |  | 45-40-95/311 Pre-seeded mats; |  | Pre-seeded mats are described by characteristics such as supplied by, mat dimensions and sward. An example use may be within a reedbed planting system.
Pr_45_57_91_76 | 45 | 57 | 91 | 76 | Seeded area turf edging | シードエリア芝生エッジング
Pr_45_63 | 45 | 63 |  |  | Plant support products | プラントサポート製品
Pr_45_63_63 | 45 | 63 | 63 |  | Plant containers | 植物コンテナ |  |  |  | Aluminium divided modular units are described by characteristics such as colour, dimensions and sub-divisions. An example use may be within a modular unit vertical planting system.
Pr_45_63_63_02 | 45 | 63 | 63 | 02 | Aluminium divided modular units | アルミ分割モジュラーユニット |  | 45-40-60/320 Aluminium divided modular units; |  | Aluminium divided modular units are described by characteristics such as colour, dimensions and sub-divisions. An example use may be within a modular unit vertical planting system.
Pr_45_63_63_03 | 45 | 63 | 63 | 03 | Aluminium edge retaining profiles | アルミニウムエッジ保持プロファイル |  | 45-40-60/460 Aluminium edge retaining profiles; |  | Aluminium edge retaining profiles are described by characteristics such as height (nominal), width (nominal) and finish. An example use may be within a brown roof system.
Pr_45_63_63_04 | 45 | 63 | 63 | 04 | Aluminium plant containers | アルミプラントコンテナ |  | 45-40-60/350 Aluminium plant containers; |  | Aluminium plant containers are described by characteristics such as shape, dimensions and drainage holes. An example use may be within an external freestanding container planting system.
Pr_45_63_63_05 | 45 | 63 | 63 | 05 | Aquatic plant containers | 水生植物コンテナ
Pr_45_63_63_07 | 45 | 63 | 63 | 07 | Biodegradable plant containers | 生分解性植物容器
Pr_45_63_63_11 | 45 | 63 | 63 | 11 | Cast and wrought iron plant containers | 鋳造および錬鉄製のコンテナ
Pr_45_63_63_15 | 45 | 63 | 63 | 15 | Concrete and reconstituted aggregate plant containers | コンクリートおよび再構成骨材プラントコンテナー |  | 45-40-60/370 Concrete and reconstituted aggregate plant containers; |  | Concrete and reconstituted aggregate plant containers are described by characteristics such as material, colour and shape. An example use may be within an external freestanding container planting system.
Pr_45_63_63_17 | 45 | 63 | 63 | 17 | Cropping bags | トリミングバッグ
Pr_45_63_63_22 | 45 | 63 | 63 | 22 | Divided modular planting units | 分割されたモジュラー植栽ユニット
Pr_45_63_63_29 | 45 | 63 | 63 | 29 | Flower pouches | フラワーポーチ
Pr_45_63_63_34 | 45 | 63 | 63 | 34 | Glass-reinforced plastic (GRP) and advanced composite (AC) plant containers | ガラス強化プラスチック（GRP）および先進複合材（AC）プラントコンテナー |  | 45-40-60/380 GRP and AC plant containers; |  | Grp and ac plant containers are described by characteristics such as material, colour and texture and shape. An example use may be within an external freestanding container planting system.
Pr_45_63_63_36 | 45 | 63 | 63 | 36 | Hanging plant containers | 吊り植物コンテナ |  | 45-40-60/390 Hanging plant containers; |  | Hanging plant containers are described by characteristics such as frame, liner and shape. An example use may be within a hanging container planting system.
Pr_45_63_63_37 | 45 | 63 | 63 | 37 | Herb planters | ハーブプランター
Pr_45_63_63_38 | 45 | 63 | 63 | 38 | Herb wheels | ハーブホイール
Pr_45_63_63_56 | 45 | 63 | 63 | 56 | Natural planting cassettes | 自然植栽カセット |  | 45-40-60/310 Natural planting cassettes; |  | Natural planting cassettes are described by characteristics such as material, colour and biodegradability. An example use may be within a modular unit vertical planting system.
Pr_45_63_63_62 | 45 | 63 | 63 | 62 | Plastics divided modular units | プラスチック分割モジュールユニット |  | 45-40-60/330 Plastics divided modular units; |  | Plastics divided modular units are described by characteristics such as material, colour and dimensions. An example use may be within a modular unit vertical planting system.
Pr_45_63_63_64 | 45 | 63 | 63 | 64 | Polymer plant containers | ポリマープラントコンテナ
Pr_45_63_63_65 | 45 | 63 | 63 | 65 | Potato planters | じゃがいもプランター
Pr_45_63_63_72 | 45 | 63 | 63 | 72 | Round plant containers | 丸型植物コンテナ
Pr_45_63_63_80 | 45 | 63 | 63 | 80 | Square plant containers | 正方形の植物コンテナ
Pr_45_63_63_81 | 45 | 63 | 63 | 81 | Stainless steel divided modular units | ステンレス鋼分割モジュールユニット |  | 45-40-60/340 Stainless steel divided modular units; |  | Stainless steel divided modular units are described by characteristics such as colour, dimensions and sub-divisions. An example use may be within a modular unit vertical planting system.
Pr_45_63_63_82 | 45 | 63 | 63 | 82 | Stainless steel edge retaining profiles | ステンレス鋼のエッジ保持プロファイル |  | 45-40-60/470 Stainless steel edge retaining profiles; |  | Stainless steel edge retaining profiles are described by characteristics such as height (nominal), width (nominal) and finish. An example use may be within a brown roof system.
Pr_45_63_63_83 | 45 | 63 | 63 | 83 | Stainless steel plant containers | ステンレス鋼プラントコンテナ |  | 45-40-60/400 Stainless steel plant containers; |  | Stainless steel plant containers are described by characteristics such as finish, shape and dimensions. An example use may be within an external freestanding container planting system.
Pr_45_63_63_84 | 45 | 63 | 63 | 84 | Steel plant containers | 製鉄所コンテナ |  | 45-40-60/360 Carbon steel plant containers; |  | Carbon steel plant containers are described by characteristics such as finish, shape and dimensions. An example use may be within an external freestanding container planting system.
Pr_45_63_63_85 | 45 | 63 | 63 | 85 | Stone plant containers | 石器コンテナ |  | 45-40-60/410 Stone plant containers; |  | Stone plant containers are described by characteristics such as material, shape and dimensions. An example use may be within an external freestanding container planting system.
Pr_45_63_63_86 | 45 | 63 | 63 | 86 | Strawberry planters | イチゴプランター
Pr_45_63_63_87 | 45 | 63 | 63 | 87 | Terracotta plant containers | テラコッタ植物コンテナ |  | 45-40-60/420 Terracotta plant containers; |  | Terracotta plant containers are described by characteristics such as shape, dimensions and drainage holes. An example use may be within an external freestanding container planting system.
Pr_45_63_63_88 | 45 | 63 | 63 | 88 | Terrariums | テラリウム
Pr_45_63_63_89 | 45 | 63 | 63 | 89 | Treated timber plant containers | 処理された木材植物の容器 |  | 45-40-60/430 Timber plant containers – treated; |  | Timber plant containers – treated are described by characteristics such as material, shape and dimensions. An example use may be within an external freestanding container planting system.
Pr_45_63_63_90 | 45 | 63 | 63 | 90 | Trough plant containers | トラフ植物コンテナ
Pr_45_63_63_92 | 45 | 63 | 63 | 92 | Untreated timber plant containers | 未処理の木材植物コンテナ |  | 45-40-60/440 Timber plant containers – untreated; |  | Timber plant containers – untreated are described by characteristics such as materials generally, shape and dimensions. An example use may be within an external freestanding container planting system.
Pr_45_63_63_94 | 45 | 63 | 63 | 94 | Vases | 花瓶
Pr_45_63_63_96 | 45 | 63 | 63 | 96 | Wall planters | ウォールプランター
Pr_45_63_63_97 | 45 | 63 | 63 | 97 | Window boxes | ウィンドウボックス
Pr_45_63_64 | 45 | 63 | 64 |  | Plant support and protection | 植物のサポートと保護 |  |  |  | Canes are described by characteristics such as material, preservative treatment and size (minimum). An example use may be within an internal planter system.
Pr_45_63_64_11 | 45 | 63 | 64 | 11 | Canes | 杖 |  | 45-40-65/450 Canes; |  | Canes are described by characteristics such as material, preservative treatment and size (minimum). An example use may be within an internal planter system.
Pr_45_63_64_14 | 45 | 63 | 64 | 14 | Climbing plant supports | クライミング植物サポート |  | 45-40-65/460 Climbing plant supports; |  | Climbing plant supports are described by characteristics such as material and dimensions. An example use may be within an internal planter system.
Pr_45_63_64_15 | 45 | 63 | 64 | 15 | Concrete tree surrounds | コンクリートの木の周囲 |  | 45-40-65/375 Precast tree surrounds; |  | Precast tree surrounds are described by characteristics such as physical properties and features.
Pr_45_63_64_30 | 45 | 63 | 64 | 30 | Floral foam fixing media | 花の泡固定メディア |  | 45-40-65/310 Floral foam fixing medium; |  | Floral foam fixing medium are described by characteristics such as fire resistance and colour. An example use may be within an artificial planting system.
Pr_45_63_64_33 | 45 | 63 | 64 | 33 | Geocellular modular plastics structured soil units | ジオセルラーモジュール式プラスチック構造化土壌ユニット |  | 45-40-65/355 Geocellular modular plastics structural soil units; |  | Geocellular modular plastics structural soil units are described by characteristics such as material, unit size and accessories. An example use may be within a pit-planted tree system.
Pr_45_63_64_35 | 45 | 63 | 64 | 35 | Guy wire kits | ガイワイヤーキット |  | 45-40-65/385 Above ground guying; |  | Above ground guying are described by characteristics such as tree guy wires, anchors and accessories. An example use may be within a pit-planted tree system.
Pr_45_63_64_63 | 45 | 63 | 64 | 63 | Plastics mesh reinforcement | プラスチックメッシュ補強 |  | 45-40-65/330 Plastics mesh reinforcement; |  | Plastics mesh reinforcement are described by characteristics such as material, colour and roll size. An example use may be within a seeded tree and shrub system.
Pr_45_63_64_66 | 45 | 63 | 64 | 66 | Polystyrene (PS) fixing media | ポリスチレン（PS）固定媒体 |  | 45-40-65/320 Polystyrene fixing medium; |  | Polystyrene fixing medium are described by characteristics such as fire resistance and colour. An example use may be within an artificial planting system.
Pr_45_63_64_67 | 45 | 63 | 64 | 67 | Protective fencing | 保護柵 |  | 45-40-65/390 Protective fencing; |  | Protective fencing are described by characteristics such as material and height. An example use may be within an external freestanding container planting system.
Pr_45_63_64_72 | 45 | 63 | 64 | 72 | Rootball securing frames | ルートボール固定フレーム |  | 45-40-65/360 Rootball securing assembly; |  | Rootball securing assembly are described by characteristics such as rootball size (diameter), frame and tensioning devices. An example use may be within an internal planter system.
Pr_45_63_64_78 | 45 | 63 | 64 | 78 | Shrub protectors | 低木プロテクター |  | 45-40-65/400 Shrub protectors; |  | Shrub protectors are described by characteristics such as shape, material and size. An example use may be within a ridge and furrow-planted tree and shrub system.
Pr_45_63_64_80 | 45 | 63 | 64 | 80 | Softwood pegs | 針葉樹ペグ |  | 45-40-65/420 Softwood pegs; |  | Softwood pegs are described by characteristics such as size and end profiles.
Pr_45_63_64_83 | 45 | 63 | 64 | 83 | Stake ties | ステークタイ |  | 45-40-65/440 Stake ties; |  | Stake ties are described by characteristics such as requirement and material. An example use may be within an internal planter system.
Pr_45_63_64_84 | 45 | 63 | 64 | 84 | Stakes | ステークス |  | 45-40-65/430 Stakes; |  | Stakes are described by characteristics such as material, preservative treatment and size (minimum). An example use may be within an internal planter system.
Pr_45_63_64_86 | 45 | 63 | 64 | 86 | Tensioned wire trellises | 張力ワイヤートレリス |  | 45-40-65/470 Tensioned wire trellis; |  | Tensioned wire trellis are described by characteristics such as cable, fixing brackets and accessories. An example use may be within a pit-planted climber system.
Pr_45_63_64_87 | 45 | 63 | 64 | 87 | Tree grilles | ツリーグリル |  | 45-40-65/370 Tree grilles; |  | Tree grilles are described by characteristics such as material, grade and factory finishes. An example use may be within a pit-planted climber system.
Pr_45_63_64_88 | 45 | 63 | 64 | 88 | Tree guards | ツリーガード |  | 45-40-65/350 Tree guards; |  | Tree guards are described by characteristics such as material, factory finishes and colour. An example use may be within a pit-planted climber system.
Pr_45_63_64_89 | 45 | 63 | 64 | 89 | Tree protectors | 木の保護者 |  | 45-40-65/410 Tree protectors; |  | Tree protectors are described by characteristics such as shape, material and size. An example use may be within a ridge and furrow-planted tree and shrub system.
Pr_45_63_64_90 | 45 | 63 | 64 | 90 | Trellises | トレリス |  | 45-40-65/465 Trellis; |  | Trellis are described by characteristics such as panel size, frame and infill.
Pr_45_63_64_96 | 45 | 63 | 64 | 96 | Weed control mats | 除草マット |  | 45-40-65/475 Weed control mats; |  | Weed control mats are described by characteristics such as material and size. An example use may be within a trench-planted tree and shrub system.
Pr_50 | 50 |  |  |  | Fabric accessory products | ファブリックアクセサリー製品
Pr_60 | 60 |  |  |  | Services and process source products | サービスとプロセスソース製品
Pr_60_45 | 60 | 45 |  |  | Water filtration and treatment products | 水のろ過および処理製品
Pr_60_45_01 | 60 | 45 | 01 |  | Aerator products | エアレーター製品 |  |  |  | Cascade trays are described by characteristics such as form, material and flow rate (maximum).
Pr_60_45_01_11 | 60 | 45 | 01 | 11 | Cascade trays | カスケードトレイ |  | 90-07-01/345 Cascade trays; |  | Cascade trays are described by characteristics such as form, material and flow rate (maximum).
Pr_60_45_01_30 | 60 | 45 | 01 | 30 | Fine bubble diffuser manifolds | ファインバブルディフューザーマニホールド |  | 90-07-01/315 Fine bubble diffuser manifold; |  | Fine bubble diffuser manifold are described by characteristics such as form, material and mounting.
Pr_60_45_01_37 | 60 | 45 | 01 | 37 | High-speed vertical shaft surface aerators | 高速垂直シャフト表面エアレーター |  | 90-07-01/320 High speed vertical shaft surface aerator; |  | High speed vertical shaft surface aerator are described by characteristics such as mounting, mode of operation and type of drive.
Pr_60_45_01_38 | 60 | 45 | 01 | 38 | Horizontal shaft surface aerators | 水平軸表面エアレーター |  | 90-07-01/340 Horizontal shaft surface aerator; |  | Horizontal shaft surface aerator are described by characteristics such as form, mode of operation and type of drive.
Pr_60_45_01_44 | 60 | 45 | 01 | 44 | Jet aeration manifolds | ジェットエアレーションマニホールド |  | 90-07-01/325 Jet aeration manifold; |  | Jet aeration manifold are described by characteristics such as form, type of mounting and material.
Pr_60_45_01_48 | 60 | 45 | 01 | 48 | Low-speed vertical shaft surface aerators | 低速垂直シャフト表面エアレーター |  | 90-07-01/330 Low speed vertical shaft surface aerator; |  | Low speed vertical shaft surface aerator are described by characteristics such as mode of operation, type of drive and power.
Pr_60_45_01_96 | 60 | 45 | 01 | 96 | Wind-powered aerators | 風力エアレーター |  | 90-07-01/335 Wind powered aerator; |  | Wind powered aerator are described by characteristics such as material, operating depth (minimum) and attachments.
Pr_60_45_03 | 60 | 45 | 03 |  | Air blower products | 送風機製品 |  |  |  | Centrifugal blower are described by characteristics such as motor, air composition of air to be circulated and physical properties of air to be circulated.
Pr_60_45_03_12 | 60 | 45 | 03 | 12 | Centrifugal blowers | 遠心送風機 |  | 90-07-03/315 Centrifugal blower; |  | Centrifugal blower are described by characteristics such as motor, air composition of air to be circulated and physical properties of air to be circulated.
Pr_60_45_03_55 | 60 | 45 | 03 | 55 | Multicore blowers | マルチコア送風機
Pr_60_45_03_72 | 60 | 45 | 03 | 72 | Rotary lobe air blowers | 回転ローブ送風機 |  | 90-07-03/305 Rotary Lobe Air Blower; |  | Rotary lobe air blower are described by characteristics such as motor, air composition of air to be circulated and physical properties of air to be circulated.
Pr_60_45_03_73 | 60 | 45 | 03 | 73 | Rotary screw blowers | ロータリースクリューブロワー |  | 90-07-03/310 Rotary screw blower; |  | Rotary screw blower are described by characteristics such as motor, air composition of air to be circulated and physical properties of air to be circulated.
Pr_60_45_03_78 | 60 | 45 | 03 | 78 | Side channel blowers | サイドチャンネルブロワー |  | 90-07-03/320 Side channel blower; |  | Side channel blower are described by characteristics such as motor, air composition of air to be circulated and physical properties of air to be circulated.
Pr_60_45_03_90 | 60 | 45 | 03 | 90 | Turbo blowers | ターボブロワー
Pr_60_45_07 | 60 | 45 | 07 |  | Biological filtration wastewater treatment products | 生物学的ろ過廃水処理製品 |  |  |  | De hoxar separator are described by characteristics such as process fluid flow rates, influent properties and treated effluent properties.
Pr_60_45_07_21 | 60 | 45 | 07 | 21 | De Hoxar separators | De Hoxarセパレーター |  | 90-07-07/325 De hoxar separator; |  | De hoxar separator are described by characteristics such as process fluid flow rates, influent properties and treated effluent properties.
Pr_60_45_07_22 | 60 | 45 | 07 | 22 | Dissolved air flotation plants | 溶解空気浮上プラント |  | 90-07-07/320 Dissolved air flotation plant; |  | Dissolved air flotation plant are described by characteristics such as power, supply voltage and nominal frequency.
Pr_60_45_07_23 | 60 | 45 | 07 | 23 | Disc biological filters | ディスク生物学的フィルター |  | 90-07-07/310 Disc filter; |  | Disc filter are described by characteristics such as motor, process fluid flow rates and influent properties.
Pr_60_45_07_25 | 60 | 45 | 07 | 25 | Drum filters | ドラムフィルター |  | 90-07-07/315 Drum filter; |  | Drum filter are described by characteristics such as motor, process fluid flow rates and influent properties.
Pr_60_45_07_46 | 60 | 45 | 07 | 46 | Lamella plate packs | ラメラプレートパック |  | 90-07-07/335 Lamella plate pack; |  | Lamella plate pack are described by characteristics such as tank dimensions, process fluid flow rates and influent properties.
Pr_60_45_07_51 | 60 | 45 | 07 | 51 | Membrane bioreactors | メンブレンバイオリアクター |  | 90-07-07/340 Membrane bio-reactor; |  | Membrane bio-reactor are described by characteristics such as power, supply voltage and nominal frequency.
Pr_60_45_07_60 | 60 | 45 | 07 | 60 | Packaged lamella units | パッケージ化されたラメラユニット |  | 90-07-07/330 Packaged lamella unit; |  | Packaged lamella unit are described by characteristics such as motor, process fluid flow rates and influent properties.
Pr_60_45_07_72 | 60 | 45 | 07 | 72 | Rotating biological contactors | 回転式生物学的接触器 |  | 90-07-07/305 Rotating biological contactor; |  | Rotating biological contactor are described by characteristics such as motor, existing flows and influent properties.
Pr_60_45_12 | 60 | 45 | 12 |  | Centrifuge products | 製品の遠心分離
Pr_60_45_22 | 60 | 45 | 22 |  | Decanters | デカンター |  |  |  | Floating decanter are described by characteristics such as liquid, incoming flow rate and discharge flow rate.
Pr_60_45_22_30 | 60 | 45 | 22 | 30 | Floating decanters | フローティングデカンター |  | 90-07-13/305 Floating decanter; |  | Floating decanter are described by characteristics such as liquid, incoming flow rate and discharge flow rate.
Pr_60_45_22_52 | 60 | 45 | 22 | 52 | Motor-driven moving arm decanters | モーター駆動の可動アームデカンター |  | 90-07-13/300 Motor driven moving arm decanter; |  | Motor driven moving arm decanter are described by characteristics such as liquid, incoming flow rate and discharge flow rate.
Pr_60_45_24 | 60 | 45 | 24 |  | Distributor products | ディストリビューター製品 |  |  |  | Motorised trickling filter distributor arm are described by characteristics such as material, end cap and flows.
Pr_60_45_24_52 | 60 | 45 | 24 | 52 | Motorized trickling filter distributor arms | 電動トリクルフィルターディストリビューターアーム |  | 90-07-15/310 Motorised trickling filter distributor arm; |  | Motorised trickling filter distributor arm are described by characteristics such as material, end cap and flows.
Pr_60_45_24_60 | 60 | 45 | 24 | 60 | Paddlewheel trickling filter distributor arms | 外輪トリクルフィルターディストリビューターアーム |  | 90-07-15/320 Paddlewheel trickling filter distributor arm; |  | Paddlewheel trickling filter distributor arm are described by characteristics such as material, end cap and flows.
Pr_60_45_24_72 | 60 | 45 | 24 | 72 | Rotary reaction trickling filter distributor arms and syphons | ロータリーリアクショントリクルフィルターディストリビューターアームとサイフォン |  | 90-07-15/305 Rotary reaction trickling filter distributor arms and syphon; |  | Rotary reaction trickling filter distributor arms and syphon are described by characteristics such as material, end cap and flows.
Pr_60_45_24_90 | 60 | 45 | 24 | 90 | Turbine trickling filter distributor arms | タービントリクルフィルターディストリビューターアーム |  | 90-07-15/330 Turbine trickling filter distributor arm; |  | Turbine trickling filter distributor arm are described by characteristics such as material, end cap and flows.
Pr_60_45_29 | 60 | 45 | 29 |  | Filtration media | ろ過媒体 |  |  |  | Clay trickling filter floor tiles are described by characteristics such as size, thickness and shape.
Pr_60_45_29_14 | 60 | 45 | 29 | 14 | Clay trickling filter floor tiles | 粘土細流フィルター床タイル |  | 90-07-65/320 Clay trickling filter floor tiles; |  | Clay trickling filter floor tiles are described by characteristics such as size, thickness and shape.
Pr_60_45_29_16 | 60 | 45 | 29 | 16 | Concrete trickling filter floor tiles | コンクリート細流フィルター床タイル |  | 90-07-65/315 Concrete trickling filter floor tiles; |  | Concrete trickling filter floor tiles are described by characteristics such as size, thickness and shape.
Pr_60_45_29_65 | 60 | 45 | 29 | 65 | Plastics structured cross-flow media | プラスチック構造のクロスフローメディア |  | 90-07-65/305 Plastics structured cross flow media; |  | Plastics structured cross flow media are described by characteristics such as recycled content, specific surface area and material.
Pr_60_45_29_70 | 60 | 45 | 29 | 70 | Random packed plastics media | ランダムパックプラスチックメディア |  | 90-07-65/310 Random packed plastics media; |  | Random packed plastics media are described by characteristics such as recycled content, specific surface area and material.
Pr_60_45_30 | 60 | 45 | 30 |  | Flow control products | フロー制御製品 |  |  |  | Composite plastics penstock are described by characteristics such as penstock type, material and operating performance.
Pr_60_45_30_15 | 60 | 45 | 30 | 15 | Composite plastics penstocks | 複合プラスチックペンストック |  | 90-07-30/320 Composite plastics penstock; |  | Composite plastics penstock are described by characteristics such as penstock type, material and operating performance.
Pr_60_45_30_23 | 60 | 45 | 30 | 23 | Diffuser drums | ディフューザードラム |  | 90-07-30/380 Diffuser drum; |  | Diffuser drum are described by characteristics such as influent properties, influent flow rate (maximum) and influent flow rate (minimum).
Pr_60_45_30_31 | 60 | 45 | 30 | 31 | Float-activated flow control units | フロート式フロー制御ユニット |  | 90-07-30/390 Float activated flow control unit; |  | Float activated flow control unit are described by characteristics such as material, flow rate (maximum) and dry weather flow rate.
Pr_60_45_30_52 | 60 | 45 | 30 | 52 | Metal penstocks | 金属ペンストック |  | 90-07-30/310 Metal penstock; |  | Metal penstock are described by characteristics such as penstock type, mounting arrangements and material.
Pr_60_45_30_83 | 60 | 45 | 30 | 83 | Stop gates | ストップゲート |  | 90-07-30/350 Stop gate; |  | Stop gate are described by characteristics such as static head (maximum), expected leakage rate and mounting arrangements.
Pr_60_45_30_84 | 60 | 45 | 30 | 84 | Stop logs | ログを停止 |  | 90-07-30/340 Stop log; |  | Stop log are described by characteristics such as static head (maximum), mounting arrangements and channel aperture size.
Pr_60_45_30_93 | 60 | 45 | 30 | 93 | Vortex water flow controls | 渦流制御
Pr_60_45_30_95 | 60 | 45 | 30 | 95 | Water baffles | ウォーターバッフル |  | 90-07-30/360 Water baffle; |  | Water baffle are described by characteristics such as material and dimensions.
Pr_60_45_30_96 | 60 | 45 | 30 | 96 | Weir gates | 堰門 |  | 90-07-30/330 Weir gate; |  | Weir gate are described by characteristics such as static head (maximum), material and type of gate frame.
Pr_60_45_30_97 | 60 | 45 | 30 | 97 | Weir plates | 堰板 |  | 90-07-30/370 Weir plate; |  | Weir plate are described by characteristics such as material, colour and dimensions.
Pr_60_45_33 | 60 | 45 | 33 |  | Grit trap products | グリットトラップ製品 |  |  |  | Cross-flow separator are described by characteristics such as durability, allowable noise levels at 1m (maximum) and motor.
Pr_60_45_33_17 | 60 | 45 | 33 | 17 | Cross-flow separators | クロスフローセパレーター |  | 90-07-33-305 Cross-flow separator; |  | Cross-flow separator are described by characteristics such as durability, allowable noise levels at 1m (maximum) and motor.
Pr_60_45_33_57 | 60 | 45 | 33 | 57 | Non-powered vortex separators | 非動力式ボルテックスセパレーター |  | 90-07-33-315 Non-powered vortex flow separator; |  | Non-powered vortex flow separator are described by characteristics such as durability, noise levels at 1m (maximum) and influent source.
Pr_60_45_33_65 | 60 | 45 | 33 | 65 | Powered vortex flow separators | パワードボルテックスフローセパレーター |  | 90-07-33-310 Powered vortex flow separator; |  | Powered vortex flow separator are described by characteristics such as durability, allowable noise levels at 1m (maximum) and motor.
Pr_60_45_34 | 60 | 45 | 34 |  | Grit classifier products | グリット分類器製品 |  |  |  | Classifier washer/dewaterer (vortex type) are described by characteristics such as component materials, operating temperature range and configuration.
Pr_60_45_34_15 | 60 | 45 | 34 | 15 | Classifier vortex washer and dewaterers | 分類子渦洗浄機と脱水機 |  | 90-07-34/315 Classifier washer/dewaterer (vortex type); |  | Classifier washer/dewaterer (vortex type) are described by characteristics such as component materials, operating temperature range and configuration.
Pr_60_45_34_71 | 60 | 45 | 34 | 71 | Reciprocating rake classifiers | 往復レーキ分類器 |  | 90-07-34/305 Reciprocating rake classifier; |  | Reciprocating rake classifier are described by characteristics such as component materials, operating temperature range and durability.
Pr_60_45_34_76 | 60 | 45 | 34 | 76 | Screw classifiers | スクリュー分級機 |  | 90-07-34/310 Screw classifier; |  | Screw classifier are described by characteristics such as component materials, operating temperature range and configuration.
Pr_60_45_46 | 60 | 45 | 46 |  | Launder trough products | 洗濯トラフ製品 |  |  |  | Launder trough are described by characteristics such as material, geometrical requirements and screenings carrier water.
Pr_60_45_46_46 | 60 | 45 | 46 | 46 | Launder troughs | 洗濯槽 |  | 90-07-46/315 Launder trough; |  | Launder trough are described by characteristics such as material, geometrical requirements and screenings carrier water.
Pr_60_45_58 | 60 | 45 | 58 |  | Odour control tank cover products | 臭気制御タンクカバー製品 |  |  |  | Gas containment cover are described by characteristics such as configuration, durability and dimensions.
Pr_60_45_58_33 | 60 | 45 | 58 | 33 | Gas containment covers | ガス封じ込めカバー |  | 90-07-58-310 Gas containment cover; |  | Gas containment cover are described by characteristics such as configuration, durability and dimensions.
Pr_60_45_58_58 | 60 | 45 | 58 | 58 | Odour control covers | 防臭カバー |  | 90-07-58-305 Odour control cover; |  | Odour control cover are described by characteristics such as configuration, material and durability.
Pr_60_45_74 | 60 | 45 | 74 |  | Scum removal products | スカム除去製品 |  |  |  | Fixed scum pipe are described by characteristics such as material, dimensions and accessories.
Pr_60_45_74_30 | 60 | 45 | 74 | 30 | Fixed scum pipes | 固定スカムパイプ |  | 90-07-74/325 Fixed scum pipe; |  | Fixed scum pipe are described by characteristics such as material, dimensions and accessories.
Pr_60_45_74_72 | 60 | 45 | 74 | 72 | Rotating scum pipes | 回転スカムパイプ |  | 90-07-74/320 Rotating scum pipe; |  | Rotating scum pipe are described by characteristics such as material, dimensions and operation.
Pr_60_45_74_75 | 60 | 45 | 74 | 75 | Scum beaches | スカムビーチ |  | 90-07-74/330 Scum beach; |  | Scum beach are described by characteristics such as material, dimensions and accessories.
Pr_60_45_74_76 | 60 | 45 | 74 | 76 | Scum removal boards | スカム除去ボード |  | 90-07-74/305 Scum removal board; |  | Scum board are described by characteristics such as material and dimensions.
Pr_60_45_74_77 | 60 | 45 | 74 | 77 | Scum removal valves | スカム除去バルブ |  | 90-07-74/310 Scum removal valve; |  | Scum removal valve are described by characteristics such as material and dimensions.
Pr_60_45_74_85 | 60 | 45 | 74 | 85 | Surface scum scrapers | 表面スカムスクレーパー |  | 90-07-74/315 Surface scum scraper; |  | Surface scum scraper are described by characteristics such as material and dimensions.
Pr_60_45_76 | 60 | 45 | 76 |  | Sludge-dewatering products | 汚泥脱水製品 |  |  |  | Belt press are described by characteristics such as motor details generally, feed sludge characteristics and type of sludge.
Pr_60_45_76_07 | 60 | 45 | 76 | 07 | Belt presses | ベルトプ??レス |  | 90-07-76/315 Belt press; |  | Belt press are described by characteristics such as motor details generally, feed sludge characteristics and type of sludge.
Pr_60_45_76_22 | 60 | 45 | 76 | 22 | Decanter centrifuges | デカンター遠心分離機 |  | 90-07-76/305 Decanter centrifuge; |  | Decanter centrifuge are described by characteristics such as motor details generally, feed sludge characteristics and type of sludge.
Pr_60_45_76_65 | 60 | 45 | 76 | 65 | Plate presses | プレートプレス |  | 90-07-76/310 Plate press; |  | Plate press are described by characteristics such as motor details generally, feed sludge characteristics and type of sludge.
Pr_60_45_78 | 60 | 45 | 78 |  | Sludge removal products | 汚泥除去製品 |  |  |  | Bottom sludge scraper are described by characteristics such as material, durability and type of scraper.
Pr_60_45_78_08 | 60 | 45 | 78 | 08 | Bottom sludge scrapers | ボトムスラッジスクレーパー |  | 90-07-77/315 Bottom sludge scraper; |  | Bottom sludge scraper are described by characteristics such as material, durability and type of scraper.
Pr_60_45_78_12 | 60 | 45 | 78 | 12 | Chain and flight scrapers | チェーンとフライトのスクレーパー |  | 90-07-77/320 Chain and flight scraper; |  | Chain and flight scraper are described by characteristics such as material, durability and tank dimensions.
Pr_60_45_78_72 | 60 | 45 | 78 | 72 | Rotating full bridge scrapers | フルブリッジスクレーパーの回転 |  | 90-07-77/310 Rotating full bridge scraper; |  | Rotating full bridge scraper are described by characteristics such as durability, running track surface finish and direction of rotation.
Pr_60_45_78_73 | 60 | 45 | 78 | 73 | Rotating half bridge scrapers | 回転式ハーフスクレーパー |  | 90-07-77/305 Rotating half bridge scraper; |  | Rotating half bridge scraper are described by characteristics such as durability, running track surface finish and direction of rotation.
Pr_60_45_78_78 | 60 | 45 | 78 | 78 | Siphons | サイフォン |  | 90-07-77/325 Siphon; |  | Siphon are described by characteristics such as material, durability and tank dimensions.
Pr_60_45_79 | 60 | 45 | 79 |  | Sludge screening products | 汚泥スクリーニング製品 |  |  |  | Gravity sludge screen are described by characteristics such as motor, drive system and type of sludge.
Pr_60_45_79_34 | 60 | 45 | 79 | 34 | Gravity sludge screens | 重力汚泥スクリーン |  | 90-07-78/305 Gravity sludge screen; |  | Gravity sludge screen are described by characteristics such as motor, drive system and type of sludge.
Pr_60_45_79_65 | 60 | 45 | 79 | 65 | Pressurized sludge screens | 加圧汚泥スクリーン |  | 90-07-78/300 Pressurised sludge screen; |  | Pressurised sludge screen are described by characteristics such as motor, drive system and type of sludge.
Pr_60_45_80 | 60 | 45 | 80 |  | Sludge thickening products | 汚泥濃縮製品 |  |  |  | Drum thickener are described by characteristics such as motor, feed sludge characteristics and durability.
Pr_60_45_80_24 | 60 | 45 | 80 | 24 | Drum thickeners | ドラムシックナー |  | 90-07-79/310 Drum thickener; |  | Drum thickener are described by characteristics such as motor, feed sludge characteristics and durability.
Pr_60_45_80_34 | 60 | 45 | 80 | 34 | Gravity belt thickeners | 重力ベルト増粘剤 |  | 90-07-79/305 Gravity belt thickener; |  | Gravity belt thickener are described by characteristics such as motor, feed sludge characteristics and durability.
Pr_60_45_80_63 | 60 | 45 | 80 | 63 | Picket fence thickeners | ピケットフェンス増粘剤 |  | 90-07-79/315 Picket fence thickener; |  | Picket fence thickener are described by characteristics such as motor, feed sludge characteristics and durability.
Pr_60_45_85 | 60 | 45 | 85 |  | Suspended growth and tertiary wastewater treatment products | 中断された成長および三次廃水処理製品
Pr_60_45_90 | 60 | 45 | 90 |  | Wastewater and water mixer products | 廃水およびウォーターミキサー製品 |  |  |  | Channel mixer are described by characteristics such as channel dimensions, water flow rate and type of injected chemical.
Pr_60_45_90_15 | 60 | 45 | 90 | 15 | Channel mixers | チャンネルミキサー |  | 90-07-98/305 Channel mixer; |  | Channel mixer are described by characteristics such as channel dimensions, water flow rate and type of injected chemical.
Pr_60_45_90_51 | 60 | 45 | 90 | 51 | Mechanical mixers | メカニカルミキサー |  | 90-07-98/310 Mechanical mixer; |  | Mechanical mixer are described by characteristics such as tank dimensions, water depth and motor.
Pr_60_45_90_85 | 60 | 45 | 90 | 85 | Static pipe mixers | スタティックパイプミキサー |  | 90-07-98/300 Static pipe mixer; |  | Static pipe mixer are described by characteristics such as water flow rate, injected chemical flow rate and mixer performance - coefficient of variation.
Pr_60_45_90_86 | 60 | 45 | 90 | 86 | Submersible propeller mixers | 水中プロペラミキサー
Pr_60_45_93 | 60 | 45 | 93 |  | Wastewater screenings treatment products | 排水スクリーニング処理製品 |  |  |  | Tank wash (impeller and compactor) system are described by characteristics such as washing and conditioning tank material, screw compactor and mesh viewing panels.
Pr_60_45_93_42 | 60 | 45 | 93 | 42 | Impeller and compactor tank wash | インペラーとコンパクターのタンク洗浄 |  | 90-07-90/315 Tank wash (Impeller and compactor) system; |  | Tank wash (impeller and compactor) system are described by characteristics such as washing and conditioning tank material, screw compactor and mesh viewing panels.
Pr_60_45_93_50 | 60 | 45 | 93 | 50 | Macerator and dewaterer tank wash | マセレーターと脱水槽の洗浄 |  | 90-07-90/320 Tank wash (Macerator and de-waterer) system; |  | Tank wash (macerator and de-waterer) system are described by characteristics such as macerator pumps, washing and conditioning tank material and rolling element bearings.
Pr_60_45_93_75 | 60 | 45 | 93 | 75 | Screw compactors | スクリューコンパクター |  | 90-07-90/305 Screw compactors; |  | Screw compactors are described by characteristics such as bearings and lubrication, guarding - hinges and mesh viewing panels.
Pr_60_45_93_96 | 60 | 45 | 93 | 96 | Washer compactors | ワッシャーコンパクター |  | 90-07-90/310 Washer compactor; |  | Washer compactor are described by characteristics such as bearings and lubrication, guarding - hinges and mesh viewing panels.
Pr_60_45_94 | 60 | 45 | 94 |  | Wastewater screening and water abstraction products | 廃水スクリーニングおよび水抽出製品 |  |  |  | Band screen are described by characteristics such as screen type, material and drive chain type.
Pr_60_45_94_06 | 60 | 45 | 94 | 06 | Band screens | バンドスクリーン |  | 90-07-92/310 Band screen; |  | Band screen are described by characteristics such as screen type, material and drive chain type.
Pr_60_45_94_08 | 60 | 45 | 94 | 08 | Brushed and macerator combined screens | つや消しとマセレータを組み合わせたスクリーン |  | 90-07-92/380 Combined (brushed / macerator) screen; |  | Combined (brushed / macerator) screen are described by characteristics such as screen curtain, macerator pump and number of compaction units required.
Pr_60_45_94_09 | 60 | 45 | 94 | 09 | Brushed screens | 起毛スクリーン |  | 90-07-92/395 Brushed screen; |  | Brushed screen are described by characteristics such as direction of flow, screen and number of brushes.
Pr_60_45_94_15 | 60 | 45 | 94 | 15 | Coanda screens | コアンダ画面 |  | 90-07-92/345 Coanda screen; |  | Coanda screen are described by characteristics such as material, water level above weir crest (minimum) and profile wire.
Pr_60_45_94_23 | 60 | 45 | 94 | 23 | Disc screens | ディスクスクリーン |  | 90-07-92/335 Disc screen; |  | Disc screen are described by characteristics such as material and motor.
Pr_60_45_94_25 | 60 | 45 | 94 | 25 | Drum screens | ドラムスクリーン |  | 90-07-92/370 Drum screen; |  | Drum screen are described by characteristics such as screen type, sealant and drum support structure materials.
Pr_60_45_94_29 | 60 | 45 | 94 | 29 | Finescreens | ファインスクリーン |  | 90-07-92/365 Finescreen; |  | Finescreen are described by characteristics such as material, drive system and motor.
Pr_60_45_94_30 | 60 | 45 | 94 | 30 | Flushing screens | フラッシングスクリーン |  | 90-07-92/390 Flushing screen; |  | Flushing screen are described by characteristics such as direction of flow, screen and motor.
Pr_60_45_94_34 | 60 | 45 | 94 | 34 | Grab screens | スクリーンをつかむ |  | 90-07-92/320 Grab screen; |  | Grab screen are described by characteristics such as screen curtain, grab assemblies and overhead monorail.
Pr_60_45_94_70 | 60 | 45 | 94 | 70 | Raked bar screens | 掻き集められた棒スクリーン |  | 90-07-92/325 Raked bar screen; |  | Raked bar screen are described by characteristics such as screen curtain, drive chain type and rakes and tines.
Pr_60_45_94_72 | 60 | 45 | 94 | 72 | Rotary drum screens | ロータリードラムスクリーン |  | 90-07-92/315 Rotary drum screen; |  | Rotary drum screen are described by characteristics such as screen type, sealant and screen curtain.
Pr_60_45_94_73 | 60 | 45 | 94 | 73 | Rotating bar interceptors | 回転バーインターセプター |  | 90-07-92/355 Rotating bar interceptors; |  | Rotating bar interceptors are described by characteristics such as screen curtain bars and motor.
Pr_60_45_94_78 | 60 | 45 | 94 | 78 | Slot screens | スロット画面 |  | 90-07-92/330 Slot screen; |  | Slot screen are described by characteristics such as screen curtain, drive system and motor.
Pr_60_45_94_80 | 60 | 45 | 94 | 80 | Spiral and compaction combined screens | スパイラルとコンパクションを組み合わせたスクリーン |  | 90-07-92/375 Combined (spiral / compaction) screen; |  | Combined (spiral / compaction) screen are described by characteristics such as screen curtain and compactor material.
Pr_60_45_94_81 | 60 | 45 | 94 | 81 | Spiral screens | スパイラルスクリーン |  | 90-07-92/350 Spiral screen; |  | Spiral screen are described by characteristics such as material, hydraulic capacity and channel width.
Pr_60_45_94_83 | 60 | 45 | 94 | 83 | Static perforated plate screens | 静的穴あきプレートスクリーン |  | 90-07-92/385 Static perforated plate screen; |  | Static perforated plate screen are described by characteristics such as direction of flow and screen.
Pr_60_45_94_84 | 60 | 45 | 94 | 84 | Static wedge wire screens | 静的ウェッジワイヤースクリーン |  | 90-07-92/340 Static wedge wire screen; |  | Static wedge wire screen are described by characteristics such as material, aperture size and wedge wire dimensions.
Pr_60_45_94_85 | 60 | 45 | 94 | 85 | Step screens | ステップ画面 |  | 90-07-92/360 Step screens; |  | Step screens are described by characteristics such as screen curtain, angle of installation and motor.
Pr_60_45_95 | 60 | 45 | 95 |  | Wastewater settlement products | 廃水決済製品 |  |  |  | Conical grp settlement tanks are described by characteristics such as process, inlet flow rate (maximum) and influent characteristics.
Pr_60_45_95_15 | 60 | 45 | 95 | 15 | Conical glass-reinforced plastics (GRP) settlement tanks | 円錐ガラス強化プラスチック（GRP）決済タンク |  | 90-07-97/300 Conical GRP settlement tanks; |  | Conical grp settlement tanks are described by characteristics such as process, inlet flow rate (maximum) and influent characteristics.
Pr_60_45_96 | 60 | 45 | 96 |  | Wastewater tank-flushing products | 廃水タンク洗浄製品 |  |  |  | Circular tank flushing vessel are described by characteristics such as influent properties, vessel and tank diameter.
Pr_60_45_96_14 | 60 | 45 | 96 | 14 | Circular tank-flushing vessels | 円形のタンク洗浄槽 |  | 90-07-94/310 Circular tank flushing vessel; |  | Circular tank flushing vessel are described by characteristics such as influent properties, vessel and tank diameter.
Pr_60_45_96_30 | 60 | 45 | 96 | 30 | Flushing gates | フラッシングゲート |  | 90-07-94/305 Flushing gate; |  | Flushing gate are described by characteristics such as influent properties, gate and discharge height.
Pr_60_45_96_89 | 60 | 45 | 96 | 89 | Tipping troughs | 傾斜排水設備 |  | 90-07-94/300 Tipping trough; |  | Tipping trough are described by characteristics such as influent properties, trough and discharge height.
Pr_60_45_96_94 | 60 | 45 | 96 | 94 | Vacuum-operated storage reservoirs | 真空作動貯蔵リザーバー |  | 90-07-94/315 Vacuum operated storage reservoir; |  | Vacuum operated storage reservoir are described by characteristics such as influent properties, storage reservoir and pipework material.
Pr_60_45_97 | 60 | 45 | 97 |  | Wastewater trash rake products | 廃水ゴミレーキ製品
Pr_60_45_97_05 | 60 | 45 | 97 | 05 | Articulated arm trash rakes | 関節式アームトラッシュレーキ
Pr_60_45_97_20 | 60 | 45 | 97 | 20 | Curved trash rakes | 湾曲したゴミレーキ
Pr_60_45_97_85 | 60 | 45 | 97 | 85 | Suspended trash rakes | 吊り下げゴミレーキ
Pr_60_45_97_88 | 60 | 45 | 97 | 88 | Telescopic arm trash rakes | 伸縮自在のアームトラッシュレーキ
Pr_60_50 | 60 | 50 |  |  | Tank, cylinder and vessel products | タンク、シリンダーおよび容器製品
Pr_60_50_10 | 60 | 50 | 10 |  | Bulk storage tanks | バルクタンク |  |  |  | Glass fused steel tanks are described by characteristics such as durability, location of equipment and tank contents.
Pr_60_50_10_34 | 60 | 50 | 10 | 34 | Glass fused steel tanks | ガラス溶融鋼タンク |  | 90-07-10/300 Glass fused steel tanks; |  | Glass fused steel tanks are described by characteristics such as durability, location of equipment and tank contents.
Pr_60_50_10_64 | 60 | 50 | 10 | 64 | Plastics tanks | プラスチックタンク |  | 90-07-10/310 Plastics tanks; |  | Plastics tanks are described by characteristics such as tank category, material and durability.
Pr_60_50_10_66 | 60 | 50 | 10 | 66 | Precast concrete modular tanks | プレキャストコンクリートモジュール式タンク |  | 90-07-10/320 Precast concrete modular tank; |  | Precast concrete modular tank are described by characteristics such as dimensions, imposed loading and tank volume (minimum).
Pr_60_50_20 | 60 | 50 | 20 |  | Cylinders and buffer vessels | ヘッダー |  |  |  | Accumulators are described by characteristics such as capacity, dimensions and material. An example use may be within a medium temperature hot water heating system.
Pr_60_50_20_02 | 60 | 50 | 20 | 02 | Accumulators | アキュムレータ |  | 90-40-80/330 Accumulators; |  | Accumulators are described by characteristics such as capacity, dimensions and material. An example use may be within a medium temperature hot water heating system.
Pr_60_50_20_10 | 60 | 50 | 20 | 10 | Buffer vessels | 還水タンク |  | 90-10-95/430 Buffer tanks; |  | Buffer tanks are described by characteristics such as material, arrangement and duty. An example use may be within a chilled water system.
Pr_60_50_20_21 | 60 | 50 | 20 | 21 | Direct hot water storage cylinders | 貯湯タンク_横形・立形 |  | 90-15-35/310 Direct hot water storage cylinders; |  | Direct hot water storage cylinders are described by characteristics such as hot water capacity and accessories. An example use may be within a direct hot water storage supply system.
Pr_60_50_20_22 | 60 | 50 | 20 | 22 | Direct insulated hot water combination units | 直接断熱温水コンビネーションユニット |  | 90-15-35/320 Direct insulated combination units; |  | Direct insulated combination units are described by characteristics such as hot water capacity and accessories. An example use may be within a direct hot water storage supply system.
Pr_60_50_20_23 | 60 | 50 | 20 | 23 | Double feed indirect hot water storage cylinders | 二重供給間接温水貯蔵シリンダー |  | 90-15-35/350 Indirect hot water storage cylinders, double feed; |  | Indirect hot water storage cylinders, double feed are described by characteristics such as hot water capacity and accessories. An example use may be within an indirect hot water storage supply system.
Pr_60_50_20_24 | 60 | 50 | 20 | 24 | Double feed indirect insulated hot water combination units | 二重供給間接断熱温水コンビネーションユニット |  | 90-15-35/370 Double feed indirect insulated combination units; |  | Double feed indirect insulated combination units are described by characteristics such as hot water capacity and accessories. An example use may be within an indirect hot water storage supply system.
Pr_60_50_20_25 | 60 | 50 | 20 | 25 | Dual coil hot water storage cylinders | デュアルコイル貯湯シリンダー |  | 90-15-35/330 Dual coil hot water storage cylinders; |  | Dual coil hot water storage cylinders are described by characteristics such as hot water capacity and accessories. An example use may be within an indirect hot water storage supply system.
Pr_60_50_20_28 | 60 | 50 | 20 | 28 | Expansion vessels | 開放形膨張タンク、空調用密閉形隔膜式膨張タンク |  | 90-10-60/455 Expansion vessels; |  | Expansion vessels are described by characteristics such as duty, materials and membrane. An example use may be within an indirect hot water storage supply system.
Pr_60_50_20_42 | 60 | 50 | 20 | 42 | Indirectly heated unvented hot water storage cylinders | 間接加熱式の通気孔のない温水貯蔵シリンダー |  | 90-15-35/340 Indirectly heated unvented hot water storage; |  | Indirectly heated unvented hot water storage are described by characteristics such as capacity, pressure and electric immersion heater. An example use may be within an indirect hot water storage supply system.
Pr_60_50_20_77 | 60 | 50 | 20 | 77 | Single feed indirect insulated combination units | 単一フィード間接絶縁コンビネーションユニット |  | 90-15-35/380 Single feed indirect insulated combination units; |  | Single feed indirect insulated combination units are described by characteristics such as hot water capacity and accessories. An example use may be within an indirect hot water storage supply system.
Pr_60_50_20_78 | 60 | 50 | 20 | 78 | Single feed indirect hot water storage cylinders | 単一供給間接温水貯蔵シリンダー |  | 90-15-35/360 Indirect hot water storage cylinders, single feed; |  | Indirect hot water storage cylinders, single feed are described by characteristics such as hot water capacity and accessories. An example use may be within an indirect hot water storage supply system.
Pr_60_50_33 | 60 | 50 | 33 |  | Gas storage cylinders | ガスボンベ |  |  |  | Compressed gas cylinders are described by characteristics such as arrangement, number of cylinders and accessories. An example use may be within a compressed air supply system.
Pr_60_50_33_14 | 60 | 50 | 33 | 14 | Compressed air cylinders | 圧縮空気シリンダー |  | 90-30-10/340 Compressed gas cylinders; |  | Compressed gas cylinders are described by characteristics such as arrangement, number of cylinders and accessories. An example use may be within a compressed air supply system.
Pr_60_50_33_15 | 60 | 50 | 33 | 15 | Compressed gas cylinders | 圧縮ガスボンベ |  | 90-30-45/310 Compressed gas cylinders; |  | Compressed gas cylinders are described by characteristics such as arrangement, number of cylinders and accessories. An example use may be within a laboratory helium supply system.
Pr_60_50_33_37 | 60 | 50 | 33 | 37 | High-pressure fire-extinguishing gas storage cylinders | 高圧消火ガス貯蔵ボンベ |  | 90-35-35/360 High pressure storage cylinders; |  | High pressure storage cylinders are described by characteristics such as number and capacity. An example use may be within a carbon dioxide fire-extinguishing system.
Pr_60_50_33_46 | 60 | 50 | 33 | 46 | Liquefied gas cylinders | 液化ガスボンベ |  | 90-30-45/315 Liquid cylinders; |  | Liquid cylinders are described by characteristics such as capacity, number of cylinders and accessories. An example use may be within a laboratory oxygen supply system.
Pr_60_50_33_47 | 60 | 50 | 33 | 47 | Liquid oxygen cylinders | 液体酸素ボンベ |  | 90-30-55/314 Liquid oxygen cylinders; |  | Liquid oxygen cylinders are described by characteristics such as capacity, number of cylinders and accessories. An example use may be within a medical oxygen supply system.
Pr_60_50_33_48 | 60 | 50 | 33 | 48 | Low pressure fire extinguishing gas storage cylinders | 低圧消火ガス貯蔵ボンベ |  | 90-35-35/365 Low pressure storage cylinders; |  | Low pressure storage cylinders are described by characteristics such as number and capacity. An example use may be within a carbon dioxide fire-extinguishing system.
Pr_60_50_33_51 | 60 | 50 | 33 | 51 | Medical compressed gas cylinders | 医療用ガスボンベ |  | 90-30-55/312 Compressed gas cylinders; |  | Compressed gas cylinders are described by characteristics such as arrangement, services and number of cylinders. An example use may be within a medical nitrous oxide supply system.
Pr_60_50_41 | 60 | 50 | 41 |  | Irrigation and water feature reservoirs | 灌漑と水機能の貯水池 |  |  |  | Integral water features are described by characteristics such as carrier, performance and drain. An example use may be within a self-contained water feature system.
Pr_60_50_41_41 | 60 | 50 | 41 | 41 | Integral water features | 一体型水機能 |  | 90-15-90/491 Integral water features; |  | Integral water features are described by characteristics such as carrier, performance and drain. An example use may be within a self-contained water feature system.
Pr_60_50_41_53 | 60 | 50 | 41 | 53 | Modular irrigation reservoirs | モジュール式灌漑貯水池 |  | 90-15-40/431 Modular irrigation reservoirs; |  | Modular irrigation reservoirs are described by characteristics such as physical properties, filling tube and features. An example use may be within an external freestanding container planting system.
Pr_60_50_41_65 | 60 | 50 | 41 | 65 | Preformed reservoirs | 事前に形成された貯水池 |  | 90-15-90/489 Pre-formed reservoirs; |  | Pre-formed reservoirs are described by characteristics such as material, recycled content (minimum) and shape. An example use may be within a cascade and waterfall system.
Pr_60_50_41_66 | 60 | 50 | 41 | 66 | Preformed rigid pond liners | 成形済みの硬質池ライナー |  | 90-15-90/485 Pre-formed rigid pond liners; |  | Pre-formed rigid pond liners are described by characteristics such as material, shape and capacity. An example use may be within an informal pond system.
Pr_60_50_41_77 | 60 | 50 | 41 | 77 | Sealed irrigation reservoirs | 密閉された灌漑貯水池 |  | 90-15-40/432 Sealed irrigation reservoirs; |  | Sealed irrigation reservoirs are described by characteristics such as suitability, physical properties and filling tube. An example use may be within an external freestanding container planting system.
Pr_60_50_41_96 | 60 | 50 | 41 | 96 | Water feature containers | 水機能コンテナ |  | 90-15-90/471 Containers for water features; |  | Containers for water features are described by characteristics such as material, recycled content (minimum) and shape.
Pr_60_50_46 | 60 | 50 | 46 |  | Liquid fuel tank accessories | 液体燃料タンクアクセサリー |  |  |  | Contents gauges are described by characteristics such as standards and arrangement. An example use may be within a petrol supply system.
Pr_60_50_46_45 | 60 | 50 | 46 | 45 | Liquid fuel tank contents gauges | 液体燃料タンク内容ゲージ |  | 90-25-50/310 Contents gauges; |  | Contents gauges are described by characteristics such as standards and arrangement. An example use may be within a petrol supply system.
Pr_60_50_46_46 | 60 | 50 | 46 | 46 | Liquid fuel tank drip trays | 液体燃料タンクドリップトレイ |  | 90-25-50/315 Drip trays; |  | Drip trays are described by characteristics such as arrangement and capacity. An example use may be within a customized reciprocating internal combustion engine driven alternating current generator system.
Pr_60_50_46_47 | 60 | 50 | 46 | 47 | Liquid fuel tank fill points | 給油ボックス |  | 90-25-50/320 Fill points; |  | Fill points are described by characteristics such as accessories. An example use may be within a fuel oil supply system.
Pr_60_50_46_48 | 60 | 50 | 46 | 48 | Liquid fuel tank outflow heaters | 液体燃料タンク流出ヒーター |  | 90-25-50/385 Outflow heaters; |  | Outflow heaters are described by characteristics such as standards and heating method. An example use may be within a diesel supply system.
Pr_60_50_46_49 | 60 | 50 | 46 | 49 | Liquid fuel tank heaters | 液体燃料タンクヒーター |  | 90-25-50/420 Tank heaters; |  | Tank heaters are described by characteristics such as standards, arrangement and method. An example use may be within a diesel supply system.
Pr_60_50_46_59 | 60 | 50 | 46 | 59 | Overflow prevention devices | オーバーフロー防止装置 |  | 90-25-50/380 Overfill alarms and overfill prevention devices; |  | Overfill alarms and overfill prevention devices are described by characteristics such as standards. An example use may be within a petrol supply system.
Pr_60_50_46_87 | 60 | 50 | 46 | 87 | Tank access chambers | タンクアクセスチャンバー |  | 90-25-50/430 Tank access chambers; |  | Tank access chambers are described by characteristics such as size and requirements. An example use may be within a petrol supply system.
Pr_60_50_47 | 60 | 50 | 47 |  | Liquid fuel tanks | オイルタンク |  |  |  | Carbon steel liquid fuel service tanks are described by characteristics such as arrangement, position and orientation. An example use may be within a petrol supply system.
Pr_60_50_47_11 | 60 | 50 | 47 | 11 | Liquid fuel service tanks | オイルサービスタンク、燃料小出槽
Pr_60_50_47_12 | 60 | 50 | 47 | 12 | Carbon steel liquid fuel tanks | 地下貯油槽 |  | 90-25-50/340 Carbon steel liquid fuel service tanks; |  | Carbon steel liquid fuel service tanks are described by characteristics such as arrangement, position and orientation. An example use may be within a petrol supply system.
Pr_60_50_47_13 | 60 | 50 | 47 | 13 | Carbon steel oil tanks | 炭素鋼オイルタンク |  | 90-25-50/360 Carbon steel oil service tanks; |  | Carbon steel oil service tanks are described by characteristics such as standards, integral bund and tank capacity. An example use may be within a fuel oil supply system.
Pr_60_50_47_34 | 60 | 50 | 47 | 34 | Glass-reinforced plastics liquid fuel tanks | ガラス強化プラスチック液体燃料タンク |  | 90-25-50/345 Glass reinforced plastics liquid fuel service tanks; |  | Glass reinforced plastics liquid fuel service tanks are described by characteristics such as arrangement, position and orientation. An example use may be within a reciprocating internal combustion engine driven alternating current generator system.
Pr_60_50_47_63 | 60 | 50 | 47 | 63 | Plastics oil tanks | プラスチックオイルタンク |  | 90-25-50/365 Plastics oil service tanks; |  | Plastics oil service tanks are described by characteristics such as standards, tank capacity and tank design pressure. An example use may be within a fuel oil supply system.
Pr_60_50_47_84 | 60 | 50 | 47 | 84 | Stainless steel liquid fuel tanks | ステンレス鋼液体燃料タンク |  | 90-25-50/320 Fill points; |  | Fill points are described by characteristics such as accessories. An example use may be within a fuel oil supply system.
Pr_60_50_67 | 60 | 50 | 67 |  | Pressure storage vessels | 圧力貯蔵容器 |  |  |  | Foam fire fighting tanks are described by characteristics such as arrangement, material and size. An example use may be within a foam fire fighting system.
Pr_60_50_67_31 | 60 | 50 | 67 | 31 | Foam firefighting tanks | 泡薬剤タンク |  | 90-35-30/310 Foam fire fighting tanks; |  | Foam fire fighting tanks are described by characteristics such as arrangement, material and size. An example use may be within a foam fire fighting system.
Pr_60_50_67_48 | 60 | 50 | 67 | 48 | Liquefied petroleum gas (LPG) storage vessels | 液化石油ガス（LPG）貯蔵容器 |  | 90-30-50/310 Storage vessels; |  | Storage vessels are described by characteristics such as standards, material and fittings. An example use may be within an lpg supply system.
Pr_60_50_67_52 | 60 | 50 | 67 | 52 | Metal liquid or gas pressure vessels | 金属の液体またはガスの圧力容器 |  | 45-30-65/305 Metal pressure vessel; |  | Metal pressure vessel are described by characteristics such as category, material and mounting.
Pr_60_50_67_70 | 60 | 50 | 67 | 70 | Refrigerant recovery storage vessels | 冷媒回収貯蔵容器
Pr_60_50_67_93 | 60 | 50 | 67 | 93 | Vacuum flasks | 真空フラスコ
Pr_60_50_67_94 | 60 | 50 | 67 | 94 | Vacuum insulated evaporator (VIE) storage vessels | 真空断熱蒸発器（VIE）貯蔵容器 |  | 90-30-45/320 Vacuum insulated evaporator (VIE) storage vessels; |  | Vacuum insulated evaporator (vie) storage vessels are described by characteristics such as arrangement, capacity and pressure (minimum). An example use may be within a laboratory oxygen supply system.
Pr_60_50_85 | 60 | 50 | 85 |  | Storage of solid materials | 固形物の保管 |  |  |  | Above ground storage containers for solid fuel are described by characteristics such as arrangement, capacity and dimensions. An example use may be within a low temperature hot water heating system.
Pr_60_50_85_01 | 60 | 50 | 85 | 01 | Above-ground storage containers for solid fuel | 固形燃料の地上貯蔵容器 |  | 90-40-80/340 Above ground storage containers for solid fuel; |  | Above ground storage containers for solid fuel are described by characteristics such as arrangement, capacity and dimensions. An example use may be within a low temperature hot water heating system.
Pr_60_50_85_07 | 60 | 50 | 85 | 07 | Below-ground storage containers for solid fuel | 固形燃料の地下貯蔵容器 |  | 90-40-80/350 Below ground storage containers for solid fuel; |  | Below ground storage containers for solid fuel are described by characteristics such as arrangement, capacity and dimensions. An example use may be within a low temperature hot water heating system.
Pr_60_50_85_70 | 60 | 50 | 85 | 70 | Refuse storage containers | ごみの保管容器
Pr_60_50_85_78 | 60 | 50 | 85 | 78 | Silos | サイロ |  | 45-30-80/310 Silo; |  | Silo are described by characteristics such as material, weight and dimensions.
Pr_60_50_96 | 60 | 50 | 96 |  | Water tanks and cisterns | 水タンクと貯水槽 |  |  |  | Cylindrical tanks are described by characteristics such as standards, material and designation. An example use may be within a domestic and residential water mist system.
Pr_60_50_96_15 | 60 | 50 | 96 | 15 | Concrete tanks | コンクリートタンク
Pr_60_50_96_20 | 60 | 50 | 96 | 20 | Cylindrical tanks | 円筒形タンク |  | 90-10-95/420 Cylindrical tanks; |  | Cylindrical tanks are described by characteristics such as standards, material and designation. An example use may be within a domestic and residential water mist system.
Pr_60_50_96_32 | 60 | 50 | 96 | 32 | Galvanized steel cisterns | 亜鉛メッキ鋼の水槽 |  | 90-10-95/350 Prefabricated galvanized steel cisterns; |  | Prefabricated galvanized steel cisterns are described by characteristics such as duty, grade and water. An example use may be within a manual irrigation system.
Pr_60_50_96_33 | 60 | 50 | 96 | 33 | Galvanized steel tanks | 亜鉛メッキ鋼タンク |  | 90-10-95/360 Prefabricated galvanized steel tanks; |  | Prefabricated galvanized steel tanks are described by characteristics such as duty, grade and water. An example use may be within a fire hose reel system.
Pr_60_50_96_34 | 60 | 50 | 96 | 34 | Glass-reinforced plastics cisterns | 受水タンク 高置タンク |  | 90-10-95/310 Glass fibre reinforced tanks and cisterns; |  | Glass fibre reinforced tanks and cisterns are described by characteristics such as arrangement, class and duties. An example use may be within a fire hose reel system.
Pr_60_50_96_35 | 60 | 50 | 96 | 35 | Glass-reinforced pressure tanks | ガラス強化圧力タンク |  | 90-10-95/370 Pressure tanks; |  | Pressure tanks are described by characteristics such as standards, arrangement and fluid. An example use may be within a water mist system.
Pr_60_50_96_36 | 60 | 50 | 96 | 36 | Glass-reinforced plastics tanks | ガラス強化プラスチックタンク |  | 90-10-95/310 Glass fibre reinforced tanks and cisterns; |  | Glass fibre reinforced tanks and cisterns are described by characteristics such as arrangement, class and duties. An example use may be within a fire hose reel system.
Pr_60_50_96_52 | 60 | 50 | 96 | 52 | Moulded plastics tanks | 成形プラスチックタンク
Pr_60_50_96_53 | 60 | 50 | 96 | 53 | Moulded plastics cisterns | 成形プラスチック水槽 |  | 90-10-95/340 Moulded plastics cisterns; |  | Moulded plastics cisterns are described by characteristics such as standards, shape and duty. An example use may be within a drip irrigation system.
Pr_60_50_96_62 | 60 | 50 | 96 | 62 | Piped attenuation structures | パイプ減衰構造 |  | 90-10-95/420 Piped attenuation structure; |  | Piped attenuation structure are described by characteristics such as tank volume (minimum), existing site conditions and depth of cover to tank.
Pr_60_50_96_63 | 60 | 50 | 96 | 63 | Plastics bladder water storage tanks | プラスチック膀胱貯水タンク
Pr_60_50_96_64 | 60 | 50 | 96 | 64 | Polyethylene (PE) tanks | ポリエチレン（PE）タンク |  | 90-10-95/410 Waste water below ground storage tanks (greywater); |  | Waste water below ground storage tanks (greywater) are described by characteristics such as material, capacity (minimum) and connections. An example use may be within a manual irrigation system.
Pr_60_50_96_65 | 60 | 50 | 96 | 65 | Polypropylene (PP) tanks | ポリプロピレン（PP）タンク |  | 90-10-95/400 Surface water below ground storage tanks; |  | Surface water below ground storage tanks are described by characteristics such as material, capacity (minimum) and connections. An example use may be within a manual irrigation system.
Pr_60_50_96_70 | 60 | 50 | 96 | 70 | Rainwater storage butts | 雨水貯留バット |  | 90-10-95/380 Rainwater storage butts; |  | Rainwater storage butts are described by characteristics such as material, colour and capacity. An example use may be within a manual irrigation system.
Pr_60_50_96_76 | 60 | 50 | 96 | 76 | Sectional carbon steel tanks | 断面炭素鋼タンク |  | 90-10-95/390 Sectional steel tank; |  | Sectional steel tank are described by characteristics such as arrangement, duty and contents. An example use may be within a fire hose reel system.
Pr_60_50_96_84 | 60 | 50 | 96 | 84 | Stainless steel tanks | 消火用充水タンク
Pr_60_55 | 60 | 55 |  |  | Liquid and gas source products | 液体およびガス源製品
Pr_60_55_31 | 60 | 55 | 31 |  | Inlet connections and fill connections | 流入口接続と盛土接続 |  |  |  | Foam inlet adaptors are described by characteristics such as adaptor type and material. An example use may be within a foam fire fighting system.
Pr_60_55_31_29 | 60 | 55 | 31 | 29 | Foam inlet adaptors | フォームインレットアダプター |  | 90-35-30/320 Foam inlet adaptors; |  | Foam inlet adaptors are described by characteristics such as adaptor type and material. An example use may be within a foam fire fighting system.
Pr_60_55_31_30 | 60 | 55 | 31 | 30 | Foam inlet boxes | フォームインレットボックス |  | 90-35-30/330 Foam inlet boxes; |  | Foam inlet boxes are described by characteristics such as arrangement. An example use may be within a foam fire fighting system.
Pr_60_55_31_42 | 60 | 55 | 31 | 42 | Riser inlet breechings and boxes | ライザーインレットブリーチングとボックス
Pr_60_55_31_47 | 60 | 55 | 31 | 47 | Liquefied petroleum gas (LPG) fill connections | 液化石油ガス（LPG）充填接続 |  | 90-30-50/320 Filling connection; |  | Filling connection are described by characteristics such as connection, preferred type and self-sealing couplings. An example use may be within an lpg supply system.
Pr_60_55_31_96 | 60 | 55 | 31 | 96 | Water inlet adaptors | 給水アダプター
Pr_60_55_31_97 | 60 | 55 | 31 | 97 | Water inlet boxes | 給水箱
Pr_60_55_33 | 60 | 55 | 33 |  | Gas and vacuum generators | ガスおよび真空発生器 |  |  |  | Anaerobic digesters are described by characteristics such as arrangement, materials and volume. An example use may be within a biogas system.
Pr_60_55_33_04 | 60 | 55 | 33 | 04 | Anaerobic digesters | 嫌気性消化槽 |  | 90-30-35/310 Anaerobic digesters; |  | Anaerobic digesters are described by characteristics such as arrangement, materials and volume. An example use may be within a biogas system.
Pr_60_55_33_13 | 60 | 55 | 33 | 13 | Chlorine generators | 塩素発生器
Pr_60_55_33_39 | 60 | 55 | 33 | 39 | Hydrogen generators | 水素発生器 |  | 90-30-45/325 Hydrogen generators; |  | Hydrogen generators are described by characteristics such as flow rate (maximum), purity (minimum) and delivery pressure (maximum). An example use may be within a laboratory hydrogen supply system.
Pr_60_55_33_56 | 60 | 55 | 33 | 56 | Nitrogen generators | 窒素発生装置 |  | 90-30-45/330 Nitrogen generators; |  | Nitrogen generators are described by characteristics such as generator type, flow rate (maximum) and purity (minimum). An example use may be within a laboratory nitrogen supply system.
Pr_60_55_33_73 | 60 | 55 | 33 | 73 | Pressure swing adsorption (PSA) plant | 圧力スイング吸着（PSA）プラント |  | 90-30-55/326 Pressure swing adsorption (PSA) plant; |  | Pressure swing adsorption (psa) plant are described by characteristics such as output. An example use may be within a medical oxygen supply system.
Pr_60_55_33_94 | 60 | 55 | 33 | 94 | Vacuum plant | 真空プラント |  | 90-30-55/322 Medical vacuum plant; |  | Medical vacuum plant are described by characteristics such as arrangement, number of vacuum receiver vessels and number of pumps. An example use may be within a medical vacuum system.
Pr_60_55_96 | 60 | 55 | 96 |  | Water treatment chemicals | 水処理薬品 |  |  |  | Ph control chemicals are described by characteristics such as chemicals. An example use may be within a steam heating system.
Pr_60_55_96_06 | 60 | 55 | 96 | 06 | Bacteria and biofouling inhibitors | 細菌および生物付着阻害剤 |  | 90-15-95/335 pH control chemicals; |  | Ph control chemicals are described by characteristics such as chemicals. An example use may be within a steam heating system.
Pr_60_55_96_07 | 60 | 55 | 96 | 07 | Biocide chemicals | 殺生物剤
Pr_60_55_96_08 | 60 | 55 | 96 | 08 | Biodispersant chemicals | 生物分散化学物質 |  | 90-15-95/310 Biodispersant chemicals; |  | Biodispersant chemicals are described by characteristics such as chemicals. An example use may be within a chilled water system.
Pr_60_55_96_12 | 60 | 55 | 96 | 12 | Chlorination chemicals | 塩素処理薬品 |  | 90-12-65/305 Chlorination chemicals; |  | Chlorination chemicals are described by characteristics such as chemical, chemical properties and concentration.
Pr_60_55_96_15 | 60 | 55 | 96 | 15 | Corrosion inhibitor chemicals | 腐食防止剤 |  | 90-15-95/315 Corrosion inhibitor chemicals; |  | Corrosion inhibitor chemicals are described by characteristics such as chemicals. An example use may be within a steam heating system.
Pr_60_55_96_16 | 60 | 55 | 96 | 16 | Corrosion inhibitor chemicals for closed circuits | 閉回路用の腐食防止剤 |  | 90-15-95/317 Corrosion inhibitors for closed circuit systems; |  | Corrosion inhibitors for closed circuit systems are described by characteristics such as corrosion inhibitors. An example use may be within a low temperature hot water underfloor heating.
Pr_60_55_96_21 | 60 | 55 | 96 | 21 | De-chlorination chemicals | 脱塩素薬品 |  | 90-12-65/310 De-chlorination chemicals; |  | De-chlorination chemicals are described by characteristics such as chemical, chemical properties and concentration.
Pr_60_55_96_22 | 60 | 55 | 96 | 22 | Dispersant chemicals | 分散剤薬品 |  | 90-15-95/320 Dispersant chemicals; |  | Dispersant chemicals are described by characteristics such as chemicals. An example use may be within a chilled water system.
Pr_60_55_96_58 | 60 | 55 | 96 | 58 | Odour control chemicals | 防臭剤 |  | 90-12-65/330 Odour control chemicals; |  | Odour control chemicals are described by characteristics such as chemical, chemical properties and concentration.
Pr_60_55_96_64 | 60 | 55 | 96 | 64 | pH correction chemicals | pH補正薬品 |  | 90-12-65/325 pH correction chemicals; |  | Ph correction chemicals are described by characteristics such as chemical, chemical properties and concentration.
Pr_60_55_96_77 | 60 | 55 | 96 | 77 | Scale inhibitor chemicals | スケール抑制剤 |  | 90-15-95/340 Scale inhibitor chemicals; |  | Scale inhibitor chemicals are described by characteristics such as chemicals. An example use may be within a steam heating system.
Pr_60_55_96_78 | 60 | 55 | 96 | 78 | Septicity control chemicals | 腐敗防止剤 |  | 90-12-65/335 Septicity control chemicals; |  | Septicity control chemicals are described by characteristics such as chemical, chemical properties and concentration.
Pr_60_55_96_79 | 60 | 55 | 96 | 79 | Settlement coagulants | 沈降凝固剤 |  | 90-12-65/300 Settlement coagulants; |  | Settlement coagulants are described by characteristics such as chemical, grade of polymer and chemical properties.
Pr_60_55_96_96 | 60 | 55 | 96 | 96 | Water plumbosolvency reduction chemicals | 水の垂直溶解性を低下させる化学物質 |  | 90-12-65/315 Water plumbosolvency reduction chemicals; |  | Water plumbosolvency reduction chemicals are described by characteristics such as chemical, chemical properties and concentration.
Pr_60_55_97 | 60 | 55 | 97 |  | Water treatment products | 水処理製品 |  |  |  | Alkalinity dosing units are described by characteristics such as method, day tank and dosing pump. An example use may be within a pool water treatment system.
Pr_60_55_97_02 | 60 | 55 | 97 | 02 | Alkalinity dosing units | アルカリ度投与ユニット |  | 90-15-75/320 Alkalinity dosing units; |  | Alkalinity dosing units are described by characteristics such as method, day tank and dosing pump. An example use may be within a pool water treatment system.
Pr_60_55_97_06 | 60 | 55 | 97 | 06 | Bioaugmentation devices | 生体増強装置 |  | 90-15-90/361 Bioaugmentation products; |  | Bioaugmentation products are described by characteristics such as format. An example use may be within a wetland system.
Pr_60_55_97_07 | 60 | 55 | 97 | 07 | Biocide dosing pots | 殺生物剤投与ポット |  | 90-15-95/350 Dosing pots; |  | Dosing pots are described by characteristics such as material and working pressure (maximum). An example use may be within a low temperature hot water heating system.
Pr_60_55_97_11 | 60 | 55 | 97 | 11 | Chemical disinfection devices | 化学消毒装置
Pr_60_55_97_12 | 60 | 55 | 97 | 12 | Chemical dosing pots | 薬注ポット |  | 90-15-95/350 Dosing pots; |  | Dosing pots are described by characteristics such as material and working pressure (maximum). An example use may be within a low temperature hot water heating system.
Pr_60_55_97_13 | 60 | 55 | 97 | 13 | Chemical injectors | ケミカルインジェクター |  | 90-15-40/341 Injectors; |  | Injectors are described by characteristics such as injection type, filter and performance. An example use may be within a drip irrigation system.
Pr_60_55_97_14 | 60 | 55 | 97 | 14 | Clarifiers | 清澄剤 |  | 90-15-90/339 Water clarifiers; |  | Water clarifiers are described by characteristics such as clarifying method, bypass system and connections. An example use may be within a water play system.
Pr_60_55_97_15 | 60 | 55 | 97 | 15 | Coagulant dosing units | 凝固剤投与ユニット |  | 90-15-75/330 Coagulant dosing units; |  | Coagulant dosing units are described by characteristics such as coagulants or flocculants, day tank and dosing pump. An example use may be within a pool water treatment system.
Pr_60_55_97_20 | 60 | 55 | 97 | 20 | Deionization units | 脱イオンユニット
Pr_60_55_97_21 | 60 | 55 | 97 | 21 | Desalination units | 脱塩ユニット
Pr_60_55_97_22 | 60 | 55 | 97 | 22 | Disinfectant dosing units | 消毒剤投与ユニット |  | 90-15-75/340 Disinfectant dosing units; |  | Disinfectant dosing units are described by characteristics such as method, bulk tanks and day tank. An example use may be within a pool water treatment system.
Pr_60_55_97_23 | 60 | 55 | 97 | 23 | Distillation units | 蒸留ユニット
Pr_60_55_97_24 | 60 | 55 | 97 | 24 | Drinking water nitrate removal devices | 飲料水の硝酸塩除去装置 |  | 90-15-95/410 Nitrate removal devices for drinking water; |  | Nitrate removal devices for drinking water are described by characteristics such as water flow rate. An example use may be within a cold water supply system.
Pr_60_55_97_27 | 60 | 55 | 97 | 27 | Electrodialysis units | 電気透析ユニット |  | 90-15-95/360 Electrodialysis units; |  | Electrodialysis units are described by characteristics such as water flow rate. An example use may be within a low temperature hot water heating system.
Pr_60_55_97_41 | 60 | 55 | 97 | 41 | Inline filter units | インラインフィルターユニット |  | 90-15-95/375 Inline filter units; |  | In-line filter units are described by characteristics such as duty, components and connection size. An example use may be within a rainwater reclamation system.
Pr_60_55_97_43 | 60 | 55 | 97 | 43 | Ion exchange demineralization units | イオン交換脱塩装置 |  | 90-15-95/380 Ion exchange demineralization units; |  | Ion exchange demineralization units are described by characteristics such as arrangement, water flow rate and output conductivity. An example use may be within a low temperature hot water heating system.
Pr_60_55_97_44 | 60 | 55 | 97 | 44 | Ion exchange softening units | イオン交換軟化ユニット |  | 90-15-95/390 Ion exchange softening units; |  | Ion exchange softening units are described by characteristics such as standards, water flow rate and output hardness. An example use may be within a low temperature hot water heating system.
Pr_60_55_97_50 | 60 | 55 | 97 | 50 | Magnetic water conditioners | 磁気水コンディショナー |  | 90-15-95/400 Magnetic water conditioners; |  | Magnetic water conditioners are described by characteristics such as water flow rate. An example use may be within a cold water supply system.
Pr_60_55_97_63 | 60 | 55 | 97 | 63 | pH control dosing units | pHコントロール投薬ユニット |  | 90-15-75/350 pH control dosing units; |  | Ph control dosing units are described by characteristics such as chemicals, day tank and dosing pump. An example use may be within a pool water treatment system.
Pr_60_55_97_72 | 60 | 55 | 97 | 72 | Reverse osmosis units | 逆浸透ユニット |  | 90-15-95/420 Reverse osmosis units; |  | Reverse osmosis units are described by characteristics such as water flow rate and percentage recovery. An example use may be within a low temperature hot water heating system.
Pr_60_55_97_85 | 60 | 55 | 97 | 85 | Sterilizers | 滅菌器 |  | 90-15-90/349 Water sterilizers; |  | Water sterilizers are described by characteristics such as format and connections. An example use may be within a water play system.
Pr_60_55_97_86 | 60 | 55 | 97 | 86 | Surface skimmers | 表面スキマー |  | 90-15-90/345 Water skimmers; |  | Water skimmers are described by characteristics such as format, material and connections. An example use may be within a water play system.
Pr_60_55_97_93 | 60 | 55 | 97 | 93 | Ultraviolet (UV) disinfection devices | 紫外線（UV）消毒装置 |  | 90-15-95/430 Ultra-violet light disinfection units; |  | Ultra-violet light disinfection units are described by characteristics such as water flow rate, lamps and components. An example use may be within a manual irrigation system.
Pr_60_55_97_94 | 60 | 55 | 97 | 94 | Vacuum degassers | 真空デガッサ
Pr_60_55_97_95 | 60 | 55 | 97 | 95 | Water aerators | 水エアレーター |  | 90-15-90/335 Water aerators; |  | Water aerators are described by characteristics such as format, compressor and air hose. An example use may be within a water play system.
Pr_60_55_97_96 | 60 | 55 | 97 | 96 | Water conditioners | 給水軟水装置 |  | 90-15-90/341 Water conditioners; |  | Water conditioners are described by characteristics such as format and connections. An example use may be within a water play system.
Pr_60_55_97_97 | 60 | 55 | 97 | 97 | Water treatment dosing pots | 水処理投薬ポット
Pr_60_60 | 60 | 60 |  |  | Heating and cooling source products | 冷暖房源製品
Pr_60_60_08 | 60 | 60 | 08 |  | Boilers | ボイラー |  |  |  | Dual fuel fired cast iron boilers are described by characteristics such as duty, seasonal efficiency (gross calorific value (minimum)) and thermal performance testing. An example use may be within a medium temperature hot water heating system.
Pr_60_60_08_08 | 60 | 60 | 08 | 08 | Biomass boilers | バイオマスボイラー
Pr_60_60_08_09 | 60 | 60 | 08 | 09 | Boiler superheaters | ボイラー過熱器
Pr_60_60_08_15 | 60 | 60 | 08 | 15 | Combination gas-fired condensing boilers | ガス焚きコンデンシングボイラー
Pr_60_60_08_24 | 60 | 60 | 08 | 24 | Dual fuel cast iron boilers | デュアル燃料鋳鉄ボイラー |  | 90-40-05/310 Dual fuel fired cast iron boilers; |  | Dual fuel fired cast iron boilers are described by characteristics such as duty, seasonal efficiency (gross calorific value (minimum)) and thermal performance testing. An example use may be within a medium temperature hot water heating system.
Pr_60_60_08_25 | 60 | 60 | 08 | 25 | Dual fuel steel shell boilers | 二重燃料鋼シェルボイラー |  | 90-40-05/320 Dual fuel fired steel shell boilers; |  | Dual fuel fired steel shell boilers are described by characteristics such as standards, mounting and duty. An example use may be within a medium temperature hot water heating system.
Pr_60_60_08_27 | 60 | 60 | 08 | 27 | Electric boilers | 電気ボイラー |  | 90-40-05/430 Electric boilers; |  | Electric boilers are described by characteristics such as standards, boiler type and integral cylinder. An example use may be within a low temperature hot water heating system.
Pr_60_60_08_33 | 60 | 60 | 08 | 33 | Gas-fired boilers | 温水発生機 |  | 90-40-05/330 Gas fired boilers; |  | Gas fired boilers are described by characteristics such as duty, seasonal efficiency (gross calorific value (minimum)) and thermal performance testing. An example use may be within a medium temperature hot water heating system.
Pr_60_60_08_34 | 60 | 60 | 08 | 34 | Gas-fired condensing boilers | 潜熱回収型ボイラ |  | 90-40-05/340 Gas fired condensing boilers; |  | Gas fired condensing boilers are described by characteristics such as duty, seasonal efficiency (gross calorific value (minimum)) and thermal performance testing. An example use may be within a medium temperature hot water heating system.
Pr_60_60_08_35 | 60 | 60 | 08 | 35 | Gas-fired cast iron boilers | ガス焚き鋳鉄ボイラー |  | 90-40-05/350 Gas fired cast iron boilers; |  | Gas fired cast iron boilers are described by characteristics such as duty, seasonal efficiency (gross calorific value (minimum)) and thermal performance testing. An example use may be within a medium temperature hot water heating system.
Pr_60_60_08_36 | 60 | 60 | 08 | 36 | Gas-fired steel shell boilers | ガス焚き鋼製シェルボイラー |  | 90-40-05/360 Gas fired steel shell boilers; |  | Gas fired steel shell boilers are described by characteristics such as standards, mounting and duty. An example use may be within a medium temperature hot water heating system.
Pr_60_60_08_37 | 60 | 60 | 08 | 37 | Gas-fired water tube boilers | 小型貫流ボイラ |  | 90-40-05/370 Gas fired steam boilers; |  | Gas fired steam boilers are described by characteristics such as standards, duty and seasonal efficiencies (gross calorific value (minimum)). An example use may be within a steam and condensate system.
Pr_60_60_08_39 | 60 | 60 | 08 | 39 | Hydrogen boilers | 水素ボイラー
Pr_60_60_08_56 | 60 | 60 | 08 | 56 | Oil-fired condensing boilers | 油焚き凝縮ボイラー |  | 90-40-05/377 Oil-fired condensing boilers; |  | Oil-fired condensing boilers are described by characteristics such as standards, output and energy efficiency rating. An example use may be within a low temperature hot water heating system.
Pr_60_60_08_57 | 60 | 60 | 08 | 57 | Oil-fired non-condensing boilers | 油焚き非凝縮ボイラー |  | 90-40-05/375 Oil-fired non-condensing boilers; |  | Oil-fired non-condensing boilers are described by characteristics such as standards, output and energy efficiency rating. An example use may be within a low temperature hot water heating system.
Pr_60_60_08_58 | 60 | 60 | 08 | 58 | Oil-fired cast iron boilers | 石油焚き鋳鉄ボイラー |  | 90-40-05/380 Oil fired cast iron boilers; |  | Oil fired cast iron boilers are described by characteristics such as duty, seasonal efficiency (gross calorific value (minimum)) and thermal performance testing. An example use may be within a medium temperature hot water heating system.
Pr_60_60_08_59 | 60 | 60 | 08 | 59 | Oil-fired steel shell boilers | 石油焚き鋼製シェルボイラー |  | 90-40-05/390 Oil fired steel shell boilers; |  | Oil fired steel shell boilers are described by characteristics such as standards, mounting and duty. An example use may be within a medium temperature hot water heating system.
Pr_60_60_08_60 | 60 | 60 | 08 | 60 | Oil-fired water tube boilers | 油焚き水管ボイラー |  | 90-40-05/400 Oil fired steam boilers; |  | Oil fired steam boilers are described by characteristics such as standards, duty and seasonal efficiencies (gross calorific value (minimum)). An example use may be within a steam and condensate system.
Pr_60_60_08_80 | 60 | 60 | 08 | 80 | Solid fuel cast iron boilers | 固体燃料鋳鉄ボイラー |  | 90-40-05/410 Solid fuel fired cast iron boilers; |  | Solid fuel fired cast iron boilers are described by characteristics such as standards, duty and seasonal efficiencies (gross calorific value (minimum)). An example use may be within a medium temperature hot water heating system.
Pr_60_60_08_81 | 60 | 60 | 08 | 81 | Solid fuel steel shell boilers | 固体燃料鋼製シェルボイラー |  | 90-40-05/420 Solid fuel fired steel shell boilers; |  | Solid fuel fired steel shell boilers are described by characteristics such as standards, duty and seasonal efficiencies (gross calorific value (minimum)). An example use may be within a medium temperature hot water heating system.
Pr_60_60_08_83 | 60 | 60 | 08 | 83 | Submerged panel heat exchangers | 水中パネル熱交換器 |  | 90-40-40/390 Submerged panel heat exchanger; |  | Submerged panel heat exchanger are described by characteristics such as collector material, panel size and number of panels. An example use may be within a water source heat pump system.
Pr_60_60_08_84 | 60 | 60 | 08 | 84 | Submerged pipe heat exchangers | 水中パイプ熱交換器 |  | 90-40-40/380 Submerged pipe heat exchanger; |  | Submerged pipe heat exchanger are described by characteristics such as collector material, frame and dimensions. An example use may be within a water source heat pump system.
Pr_60_60_10 | 60 | 60 | 10 |  | Burners | バーナー |  |  |  | Forced draught dual fuel burners are described by characteristics such as standards, duty and fuel. An example use may be within a medium temperature hot water heating system.
Pr_60_60_10_03 | 60 | 60 | 10 | 03 | Atmospheric gas burners | 大気ガスバーナー
Pr_60_60_10_05 | 60 | 60 | 10 | 05 | Atomizing oil burners | 噴霧オイルバーナー
Pr_60_60_10_08 | 60 | 60 | 10 | 08 | Blown gas burners | 吹きガスバーナー
Pr_60_60_10_29 | 60 | 60 | 10 | 29 | Forced draught dual fuel burners | 強制ドラフトデュアル燃料バーナー |  | 90-40-05/460 Forced draught dual fuel burners; |  | Forced draught dual fuel burners are described by characteristics such as standards, duty and fuel. An example use may be within a medium temperature hot water heating system.
Pr_60_60_10_30 | 60 | 60 | 10 | 30 | Forced draught gas burners | 強制通風ガスバーナー |  | 90-40-05/470 Forced draught gas burners; |  | Forced draught gas burners are described by characteristics such as duty, fuel and burner control. An example use may be within a medium temperature hot water heating system.
Pr_60_60_10_31 | 60 | 60 | 10 | 31 | Forced draught oil burners | 強制ドラフトオイルバーナー |  | 90-40-05/480 Forced draught oil burners; |  | Forced draught oil burners are described by characteristics such as duty, fuel and burner control. An example use may be within a medium temperature hot water heating system.
Pr_60_60_10_65 | 60 | 60 | 10 | 65 | Pre-mix gas burners | 予混合ガスバーナー
Pr_60_60_13 | 60 | 60 | 13 |  | Chillers and cooling towers | 氷蓄熱ユニット |  |  |  | Air cooled liquid chillers are described by characteristics such as standards, chiller type and output. An example use may be within a chilled water system.
Pr_60_60_13_01 | 60 | 60 | 13 | 01 | Adsorption chillers | 吸着チラー
Pr_60_60_13_02 | 60 | 60 | 13 | 02 | Adiabatic chillers | 断熱チラー
Pr_60_60_13_03 | 60 | 60 | 13 | 03 | Air blast chillers | エアブラストチラー
Pr_60_60_13_04 | 60 | 60 | 13 | 04 | Air-cooled liquid chillers | 空冷モジュールチラー_D・T・M |  | 90-40-10/330 Air cooled liquid chillers; |  | Air cooled liquid chillers are described by characteristics such as standards, chiller type and output. An example use may be within a chilled water system.
Pr_60_60_13_14 | 60 | 60 | 13 | 14 | Closed-circuit cooling towers | 閉回路冷却塔 |  | 90-40-10/380 Closed circuit cooling towers; |  | Closed circuit cooling towers are described by characteristics such as standards, cooling tower type and condenser cooling fluid. An example use may be within a chilled water system.
Pr_60_60_13_22 | 60 | 60 | 13 | 22 | Direct-fired absorption liquid chillers | 吸収冷凍機、吸収冷温水機 |  | 90-40-10/340 Direct fired absorption liquid chillers; |  | Direct fired absorption liquid chillers are described by characteristics such as standards, fuel and output. An example use may be within a chilled water system.
Pr_60_60_13_27 | 60 | 60 | 13 | 27 | Electric-driven refrigerant compressors | 遠心冷凍機、スクリュー冷凍機 |  | 90-40-95/310 Electric driven compressors; |  | Electric driven compressors are described by characteristics such as standards, output cooling and output heating. An example use may be within a variable refrigerant flow system.
Pr_60_60_13_28 | 60 | 60 | 13 | 28 | Evaporative condensers | 蒸発凝縮器
Pr_60_60_13_33 | 60 | 60 | 13 | 33 | Gas-engine-driven refrigerant compressors | ガスエンジン駆動の冷媒コンプレッサー |  | 90-40-95/320 Gas engine driven compressors; |  | Gas engine driven compressors are described by characteristics such as standards, output cooling and output heating. An example use may be within a variable refrigerant flow system.
Pr_60_60_13_38 | 60 | 60 | 13 | 38 | Hot water-fired absorption liquid chillers | 排熱投入型冷温水機 |  | 90-40-10/410 Hot water fired absorption liquid chillers; |  | Hot water fired absorption liquid chillers are described by characteristics such as standards, output and chilled water entering temperature. An example use may be within a chilled water system.
Pr_60_60_13_48 | 60 | 60 | 13 | 48 | Low temperature refrigeration compressors | 低温冷凍コンプレッサー
Pr_60_60_13_51 | 60 | 60 | 13 | 51 | Medium temperature refrigeration compressors | 中温冷凍コンプレッサー
Pr_60_60_13_59 | 60 | 60 | 13 | 59 | Open circuit cooling towers | 冷却塔_丸形・角形_吸収式・圧縮式 |  | 90-40-10/390 Open circuit cooling towers; |  | Open circuit cooling towers are described by characteristics such as standards, cooling tower type and cooling capacity. An example use may be within a chilled water system.
Pr_60_60_13_60 | 60 | 60 | 13 | 60 | Packaged process chillers | パッケージ化されたプロセスチラー
Pr_60_60_13_80 | 60 | 60 | 13 | 80 | Solar thermal absorption chillers | 太陽熱吸収チラー
Pr_60_60_13_84 | 60 | 60 | 13 | 84 | Steam fired absorption liquid chillers | 蒸気燃焼吸収液体チラー |  | 90-40-10/350 Steam fired absorption liquid chillers; |  | Steam fired absorption liquid chillers are described by characteristics such as standards, output and chilled water entering temperature. An example use may be within a chilled water system.
Pr_60_60_13_96 | 60 | 60 | 13 | 96 | Water-cooled liquid chillers | チニングユニット |  | 90-40-10/360 Water cooled liquid chillers; |  | Water cooled liquid chillers are described by characteristics such as standards, chiller type and output. An example use may be within a chilled water system.
Pr_60_60_36 | 60 | 60 | 36 |  | Heat recovery distribution equipment | 熱回収分配装置 |  |  |  | Heat pipes are described by characteristics such as arrangement, duty and access doors for maintenance. An example use may be within an extract system.
Pr_60_60_36_26 | 60 | 60 | 36 | 26 | Economizers | エコノマイザ
Pr_60_60_36_36 | 60 | 60 | 36 | 36 | Heat pipes | 多管形熱交換器 |  | 90-45-45/310 Heat pipes; |  | Heat pipes are described by characteristics such as arrangement, duty and access doors for maintenance. An example use may be within an extract system.
Pr_60_60_36_38 | 60 | 60 | 36 | 38 | Horizontal wastewater heat exchangers | 水平排水熱交換器
Pr_60_60_36_55 | 60 | 60 | 36 | 55 | Multiple wastewater heat exchangers | 複数の廃水熱交換器
Pr_60_60_36_60 | 60 | 60 | 36 | 60 | Passive heat exchangers | パッシブ熱交換器 |  | 90-45-45/360 Passive heat exchangers; |  | Passive heat exchangers are described by characteristics such as air flow rate, connection size and accessories. An example use may be within a mechanical and whole building ventilation system.
Pr_60_60_36_62 | 60 | 60 | 36 | 62 | Plate recuperators | プレートレキュペレーター |  | 90-45-45/320 Plate recuperators; |  | Plate recuperators are described by characteristics such as duty, casing and finish. An example use may be within an extract system.
Pr_60_60_36_72 | 60 | 60 | 36 | 72 | Regenerators | 静止形全熱交換器_床置ダクト形 |  | 90-45-45/330 Regenerators; |  | Regenerators are described by characteristics such as duty, access doors for maintenance and accessories. An example use may be within an extract system.
Pr_60_60_36_74 | 60 | 60 | 36 | 74 | Run-around coils | 回り込みコイル |  | 90-45-45/340 Run-around coils; |  | Run-around coils are described by characteristics such as duty, fluid and materials. An example use may be within an extract system.
Pr_60_60_36_88 | 60 | 60 | 36 | 88 | Thermal wheels | 全熱交換ユニット_カセット形・天井埋込ダクト形 |  | 90-45-45/350 Thermal wheels; |  | Thermal wheels are described by characteristics such as duty, rotor and access doors for maintenance. An example use may be within an extract system.
Pr_60_60_36_94 | 60 | 60 | 36 | 94 | Vertical wastewater heat exchangers | 垂直廃水熱交換器
Pr_60_60_38 | 60 | 60 | 38 |  | Calorifiers and plate heat exchangers | 熱量計とプレート熱交換器 |  |  |  | Heat interface units are described by characteristics such as duty, casing and insulation. An example use may be within a low temperature hot water heating system.
Pr_60_60_38_36 | 60 | 60 | 38 | 36 | Heat interface units | ヒートインターフェースユニット |  | 90-40-45/370 Heat interface units; |  | Heat interface units are described by characteristics such as duty, casing and insulation. An example use may be within a low temperature hot water heating system.
Pr_60_60_38_38 | 60 | 60 | 38 | 38 | Hot water non-storage calorifiers | 温水非貯蔵熱量計 |  | 90-40-45/310 Hot water non-storage calorifiers; |  | Hot water non-storage calorifiers are described by characteristics such as grade, dimensions and hot water. An example use may be within a medium temperature hot water heating system.
Pr_60_60_38_42 | 60 | 60 | 38 | 42 | Instantaneous plate heat exchangers | 瞬時プレート式熱交換器 |  | 90-15-35/420 Instantaneous water heaters, packaged plate heat exchangers; |  | Instantaneous water heaters, packaged plate heat exchangers are described by characteristics such as arrangement, package unit and primary. An example use may be within an instantaneous hot water supply system.
Pr_60_60_38_62 | 60 | 60 | 38 | 62 | Plate heat exchangers | プレート形熱交換器 |  | 90-40-45/330 Plate heat exchangers; |  | Plate heat exchangers are described by characteristics such as primary medium, secondary medium and output. An example use may be within a medium temperature hot water heating system.
Pr_60_60_38_84 | 60 | 60 | 38 | 84 | Steam to water non-storage calorifiers | 非貯蔵熱量計を水にする蒸気 |  | 90-40-45/350 Steam non-storage calorifiers; |  | Steam non-storage calorifiers are described by characteristics such as grade, dimensions and arrangement. An example use may be within a medium temperature hot water heating system.
Pr_60_60_38_85 | 60 | 60 | 38 | 85 | Storage calorifiers | 貯蔵熱量計
Pr_60_60_81 | 60 | 60 | 81 |  | Solar heat collectors | 太陽熱集熱器 |  |  |  | Evacuated tube collectors are described by characteristics such as standards, arrangement and mounting. An example use may be within an indirect hot water storage supply system.
Pr_60_60_81_26 | 60 | 60 | 81 | 26 | Evacuated tube solar collectors | 真空管式ソーラーコレクター |  | 90-40-75/310 Evacuated tube collectors; |  | Evacuated tube collectors are described by characteristics such as standards, arrangement and mounting. An example use may be within an indirect hot water storage supply system.
Pr_60_60_81_30 | 60 | 60 | 81 | 30 | Flat plate solar collectors | 平板型ソーラーコレクター |  | 90-40-75/320 Flat plate collectors; |  | Flat plate collectors are described by characteristics such as standards, arrangement and mounting. An example use may be within an indirect hot water storage supply system.
Pr_60_60_81_80 | 60 | 60 | 81 | 80 | Solar heat stores | ソーラーヒートストア
Pr_60_60_81_81 | 60 | 60 | 81 | 81 | Solar trackers | ソーラートラッカー |  | 90-40-75/350 Solar tracking; |  | Solar tracking are described by characteristics such as mounting, tracking speed and elevation range. An example use may be within a solar heating system.
Pr_60_60_83 | 60 | 60 | 83 |  | Solid fuel and waste handling equipment | 固形燃料および廃棄物処理装置 |  |  |  | Ash handling equipment are described by characteristics such as arrangement.
Pr_60_60_83_05 | 60 | 60 | 83 | 05 | Ash handling equipment | 灰処理装置 |  | 90-40-80/320 Ash handling equipment; |  | Ash handling equipment are described by characteristics such as arrangement.
Pr_60_60_83_81 | 60 | 60 | 83 | 81 | Solid fuel handling equipment | 固形燃料取扱設備 |  | 90-40-80/310 Fuel handling equipment; |  | Fuel handling equipment are described by characteristics such as arrangement.
Pr_60_60_84 | 60 | 60 | 84 |  | Steam generators | 蒸気発生器 |  |  |  | Packaged clean steam generators are described by characteristics such as steam flow rate, input steam pressure and output steam pressure. An example use may be within a steam and condensate system.
Pr_60_60_84_14 | 60 | 60 | 84 | 14 | Clean steam generators | 蒸気発生器を掃除する |  | 90-20-75/425 Packaged clean steam generators; |  | Packaged clean steam generators are described by characteristics such as steam flow rate, input steam pressure and output steam pressure. An example use may be within a steam and condensate system.
Pr_60_60_96 | 60 | 60 | 96 |  | Water heaters | 給湯器 |  |  |  | Instantaneous shower units, electric are described by characteristics such as rating, flow rate and accessories. An example use may be within an instantaneous hot water supply system.
Pr_60_60_96_26 | 60 | 60 | 96 | 26 | Electric instantaneous shower units | 電気式瞬間シャワーユニット |  | 90-15-35/390 Instantaneous shower units, electric; |  | Instantaneous shower units, electric are described by characteristics such as rating, flow rate and accessories. An example use may be within an instantaneous hot water supply system.
Pr_60_60_96_27 | 60 | 60 | 96 | 27 | Electric instantaneous water heaters | 電気瞬間給湯器 |  | 90-15-35/400 Instantaneous water heaters, electric; |  | Instantaneous water heaters, electric are described by characteristics such as arrangement, rating and flow rate. An example use may be within an instantaneous hot water supply system.
Pr_60_60_96_28 | 60 | 60 | 96 | 28 | Electric storage water heaters | 貯湯式電気温水器 |  | 90-15-35/440 Storage water heaters, electric; |  | Storage water heaters, electric are described by characteristics such as arrangement, capacity and rating. An example use may be within a direct hot water storage supply system.
Pr_60_60_96_31 | 60 | 60 | 96 | 31 | Gas-fired condensing water heaters | ガス焚き凝縮水ヒーター
Pr_60_60_96_33 | 60 | 60 | 96 | 33 | Gas-fired instantaneous water heaters | ガス湯沸器(連結型)、潜熱回収型給湯器 |  | 90-15-35/410 Instantaneous water heaters, gas fired; |  | Instantaneous water heaters, gas fired are described by characteristics such as performance, arrangement and rating. An example use may be within an instantaneous hot water supply system.
Pr_60_60_96_34 | 60 | 60 | 96 | 34 | Gas-fired storage water heaters | ガス燃焼貯蔵温水器 |  | 90-15-35/450 Storage water heaters, gas fired; |  | Storage water heaters, gas fired are described by characteristics such as performance, arrangement and capacity. An example use may be within a direct hot water storage supply system.
Pr_60_60_96_42 | 60 | 60 | 96 | 42 | Immersion heaters | 浸漬ヒーター |  | 90-15-35/460 Immersion heaters; |  | Immersion heaters are described by characteristics such as arrangement, rating and size. An example use may be within a direct hot water storage supply system.
Pr_60_65 | 60 | 65 |  |  | Air and fume source products | 空気およびヒュームソース製品
Pr_60_65_03 | 60 | 65 | 03 |  | Air handling units | エアハンドリングユニット |  |  |  | Air handling unit are described by characteristics such as duty, environment and construction. An example use may be within a fan coil unit air conditioning system.
Pr_60_65_03_28 | 60 | 65 | 03 | 28 | Extract and return air handling units | ユニット形空気調和機_横形・立形_還気ファン付、コンパクト形空気調和機_還気ファン付
Pr_60_65_03_86 | 60 | 65 | 03 | 86 | Supply air handling units | ユニット形空気調和機_横形・立形、コンパクト形空気調和機 |  | 90-45-15/310 Air handling unit; |  | Air handling unit are described by characteristics such as duty, environment and construction. An example use may be within a fan coil unit air conditioning system.
Pr_60_65_03_87 | 60 | 65 | 03 | 87 | Supply and return air handling units | ユニット形空気調和機_横形・立形_全熱交換器組込、ユニット形空気調和機_横形_デシカント空気調和機、コンパクト形空気調和機_全熱交換機組込 |  | 90-45-15/325 Supply and exhaust air handling units; |  | Supply and exhaust air-handling units are described by characteristics such as duty, environment and casing construction. An example use may be within a fan coil unit air conditioning system.
Pr_60_65_31 | 60 | 65 | 31 |  | Fume cupboards and safety cabinets | ドラフトチャンバーと安全キャビネット |  |  |  | General purpose fume cupboards are described by characteristics such as arrangement, extract air and materials. An example use may be within a fume cupboard extract system.
Pr_60_65_31_33 | 60 | 65 | 31 | 33 | General-purpose fume cupboards | 汎用ヒューム食器棚 |  | 90-45-35/310 General purpose fume cupboards; |  | General purpose fume cupboards are described by characteristics such as arrangement, extract air and materials. An example use may be within a fume cupboard extract system.
Pr_60_65_31_46 | 60 | 65 | 31 | 46 | Laminar flow cabinets | 層流キャビネット |  | 90-45-35/320 Laminar flow cabinets; |  | Laminar flow cabinets are described by characteristics such as arrangement, air flow and window. An example use may be within a laboratory fittings, furnishings and equipment system.
Pr_60_65_31_52 | 60 | 65 | 31 | 52 | Microbiological safety cabinets | 微生物学的安全キャビネット |  | 90-45-35/330 Microbiological safety cabinets; |  | Microbiological safety cabinets are described by characteristics such as class, cleanability performance and audible alarm. An example use may be within a laboratory fittings, furnishings and equipment system.
Pr_60_65_31_71 | 60 | 65 | 31 | 71 | Recirculatory filtration fume cupboards | 再循環ろ過ヒューム食器棚 |  | 90-45-35/340 Recirculatory filtration fume cupboards; |  | Recirculatory filtration fume cupboards are described by characteristics such as arrangement, sash and filters. An example use may be within a recirculatory fume cupboards system.
Pr_60_65_31_76 | 60 | 65 | 31 | 76 | School fume cupboards | 学校のヒューム食器棚 |  | 90-45-35/350 School fume cupboards; |  | School fume cupboards are described by characteristics such as fume cupboards, arrangement and dimensions. An example use may be within a fume cupboard extract system.
Pr_60_65_31_94 | 60 | 65 | 31 | 94 | Variable air volume fume cupboards | 可変風量ヒューム食器棚 |  | 90-45-35/360 Variable air volume fume cupboards; |  | Variable air volume fume cupboards are described by characteristics such as standards, extract air and materials. An example use may be within a fume cupboard extract system.
Pr_60_65_37 | 60 | 65 | 37 |  | Heating and cooling coils | 冷暖房コイル |  |  |  | Chilled water cooling coils are described by characteristics such as standards, duty and chilled water flow temperature. An example use may be within a fan coil unit air conditioning system.
Pr_60_65_37_12 | 60 | 65 | 37 | 12 | Chilled water cooling coils | 冷水冷却コイル |  | 90-45-50/310 Chilled water cooling coils; |  | Chilled water cooling coils are described by characteristics such as standards, duty and chilled water flow temperature. An example use may be within a fan coil unit air conditioning system.
Pr_60_65_37_27 | 60 | 65 | 37 | 27 | Electric heater batteries | 電気ヒーター電池 |  | 90-45-50/320 Electric heater batteries; |  | Electric heater batteries are described by characteristics such as duty, arrangement and electrical supply. An example use may be within an induction unit air conditioning system.
Pr_60_65_37_33 | 60 | 65 | 37 | 33 | Gas-fired heater batteries | ガス焚きヒーターバッテリー |  | 90-45-50/330 Gas fired heater batteries; |  | Gas fired heater batteries are described by characteristics such as application, duty and gas. An example use may be within an induction unit air conditioning system.
Pr_60_65_37_41 | 60 | 65 | 37 | 41 | Intercoolers | インタークーラー
Pr_60_65_37_47 | 60 | 65 | 37 | 47 | Low temperature hot water heating coils | 低温温水加熱コイル |  | 90-45-50/340 Low temperature hot water heating coils; |  | Low temperature hot water heating coils are described by characteristics such as standards, duty and hot water flow temperature. An example use may be within an induction unit air conditioning system.
Pr_60_65_37_72 | 60 | 65 | 37 | 72 | Refrigerant cooling coils | 冷媒冷却コイル |  | 90-45-50/350 Refrigerant cooling coils; |  | Refrigerant cooling coils are described by characteristics such as duty, refrigerant and coils. An example use may be within a fan coil unit air conditioning system.
Pr_60_65_94 | 60 | 65 | 94 |  | Ventilation hoods and extract points | 換気フードと抽出ポイント |  |  |  | Capturing hoods are described by characteristics such as arrangement, capture velocity and size. An example use may be within a local exhaust ventilation system.
Pr_60_65_94_29 | 60 | 65 | 94 | 29 | Fume capturing hoods | ヒュームキャプチャーフード |  | 90-45-40/320 Capturing hoods; |  | Capturing hoods are described by characteristics such as arrangement, capture velocity and size. An example use may be within a local exhaust ventilation system.
Pr_60_65_94_30 | 60 | 65 | 94 | 30 | Fume enclosing hoods | フードを囲むヒューム |  | 90-45-40/330 Enclosing hoods; |  | Enclosing hoods are described by characteristics such as arrangement, size and shape. An example use may be within a local exhaust ventilation system.
Pr_60_65_94_31 | 60 | 65 | 94 | 31 | Fume receiving hoods | ヒューム収納フード |  | 90-45-40/340 Receiving hoods; |  | Receiving hoods are described by characteristics such as arrangement, size and shape. An example use may be within a local exhaust ventilation system.
Pr_60_65_94_32 | 60 | 65 | 94 | 32 | Fume extract points | ヒューム抽出ポイント |  | 90-45-40/310 Fume extract points; |  | Fume extract points are described by characteristics such as arrangement and application. An example use may be within a local exhaust ventilation system.
Pr_60_65_94_45 | 60 | 65 | 94 | 45 | Kitchen canopies | 排気フード |  | 90-45-25/340 Kitchen canopies; |  | Kitchen canopies are described by characteristics such as arrangement, size and extract flow rates. An example use may be within a kitchen extract ventilation system.
Pr_60_65_94_46 | 60 | 65 | 94 | 46 | Kitchen extractor hoods | キッチン換気フード |  | 45-35-15/490 Extractor hoods; |  | Extractor hoods are described by characteristics such as standards, operation and installation. An example use may be within a domestic catering fittings, furnishings and equipment system.
Pr_60_65_94_94 | 60 | 65 | 94 | 94 | Vehicle exhaust nozzles | 車両排気ノズル |  | 90-45-95/310 Nozzles; |  | Nozzles are described by characteristics such as nozzle, section and accessories. An example use may be within a vehicle exhaust extract system.
Pr_60_70 | 60 | 70 |  |  | Power supply products | 電源製品
Pr_60_70_06 | 60 | 70 | 06 |  | Batteries and chargers | バッテリーと充電器 |  |  |  | Automatic battery chargers are described by characteristics such as battery charger type, output voltage and battery recharge time. An example use may be within a customized reciprocating internal combustion engine driven alternating current generator system.
Pr_60_70_06_05 | 60 | 70 | 06 | 05 | Automatic battery chargers | 自動充電器 |  | 90-60-05/320 Automatic battery chargers; |  | Automatic battery chargers are described by characteristics such as battery charger type, output voltage and battery recharge time. An example use may be within a customized reciprocating internal combustion engine driven alternating current generator system.
Pr_60_70_06_06 | 60 | 70 | 06 | 06 | Backup battery supply | 蓄電池盤 |  | 90-70-05-400 Battery backup supply; |  | Battery backup supply are described by characteristics such as standby duration, charge indicator and battery enclosure.
Pr_60_70_06_12 | 60 | 70 | 06 | 12 | Central battery supply units | 中央バッテリー供給ユニット |  | 90-60-40-430 d.c. central battery supply units; |  | D.c. central battery supply units are described by characteristics such as integral maintenance bypass, input and battery charger. An example use may be within a central battery supplied emergency lighting system.
Pr_60_70_06_23 | 60 | 70 | 06 | 23 | Direct current battery charge controllers | 直流電源装置 |  | 90-60-05-310 d.c. battery charge controllers; |  | D.c. battery charge controllers are described by characteristics such as standards, battery charger type and rating. An example use may be within a stand-alone photovoltaic system.
Pr_60_70_06_27 | 60 | 70 | 06 | 27 | Electric vehicle chargers | 電気自動車充電器 |  | 90-60-35/300 Electric vehicle charger; |  | Electric vehicle charger are described by characteristics such as charging mode, battery recharge time and electrical supply.
Pr_60_70_06_67 | 60 | 70 | 06 | 67 | PV generator junction boxes | 太陽光発電機のジャンクションボックス |  | 90-50-45/396 PV generator junction boxes; |  | Pv generator junction boxes are described by characteristics such as enclosure, isolator and busbar rating. An example use may be within a stand-alone photovoltaic system.
Pr_60_70_06_71 | 60 | 70 | 06 | 71 | Rechargeable dry cell battery chargers | 充電式乾電池充電器 |  | 90-60-05/330 Rechargeable dry cell battery chargers; |  | Rechargeable dry cell battery chargers are described by characteristics such as charger type. An example use may be within an infrared listening system.
Pr_60_70_06_76 | 60 | 70 | 06 | 76 | Sealed lead acid batteries | 密閉型鉛蓄電池 |  | 90-60-05/360 Storage batteries; |  | Storage batteries are described by characteristics such as battery type, voltage and capacity (ampere-hour). An example use may be within a small scale wind generating system.
Pr_60_70_06_77 | 60 | 70 | 06 | 77 | Sealed nickel cadmium batteries | 密閉型ニッケルカドミウム電池 |  | 90-60-05/360 Storage batteries; |  | Storage batteries are described by characteristics such as battery type, voltage and capacity (ampere-hour). An example use may be within a small scale wind generating system.
Pr_60_70_06_94 | 60 | 70 | 06 | 94 | Valve regulated (sealed) lead acid | バルブ調整（密閉）鉛酸 |  | 90-60-05/360 Storage batteries; |  | Storage batteries are described by characteristics such as battery type, voltage and capacity (ampere-hour). An example use may be within a small scale wind generating system.
Pr_60_70_06_95 | 60 | 70 | 06 | 95 | Vented lead acid batteries | 通気型鉛蓄電池 |  | 90-60-05/360 Storage batteries; |  | Storage batteries are described by characteristics such as battery type, voltage and capacity (ampere-hour). An example use may be within a small scale wind generating system.
Pr_60_70_06_96 | 60 | 70 | 06 | 96 | Vented nickel cadmium batteries | ベント付きニッケルカドミウム電池 |  | 90-60-05/360 Storage batteries; |  | Storage batteries are described by characteristics such as battery type, voltage and capacity (ampere-hour). An example use may be within a small scale wind generating system.
Pr_60_70_22 | 60 | 70 | 22 |  | Distribution boxes and switchboards | 配電盤と配電盤 |  |  |  | Cable distribution cabinets are described by characteristics such as type tests, rated operational voltage (ue) and mounting method. An example use may be within a roadway lighting system.
Pr_60_70_22_11 | 60 | 70 | 22 | 11 | Cable distribution cabinets | ケーブル分配キャビネット |  | 90-50-45/390 Cable distribution cabinets; |  | Cable distribution cabinets are described by characteristics such as type tests, rated operational voltage (ue) and mounting method. An example use may be within a roadway lighting system.
Pr_60_70_22_15 | 60 | 70 | 22 | 15 | Consumer units | 消費者ユニット
Pr_60_70_22_19 | 60 | 70 | 22 | 19 | Cubicle switchboards | キュービクル交換機 |  | 90-50-45/420 Cubicle switchboards; |  | Cubicle switchboards are described by characteristics such as type tests, rated operational voltage (ue) and enclosure. An example use may be within a low voltage distribution system.
Pr_60_70_22_22 | 60 | 70 | 22 | 22 | Distribution boards | 分電盤、耐熱形分電盤、OA盤、実験盤、開閉器盤、警報盤、配電盤、前後面保守形 キュービクル式配電盤（スコット盤）、前後面保守形 キュービクル式配電盤（コンデンサ盤）、前面保守形 キュービクル式配電盤（スコット盤）、前面保守形 キュービクル式配電盤（コンデンサ盤）、配電盤 |  | 90-50-45/410 Distribution boards and consumer units; |  | Distribution boards and consumer units are described by characteristics such as standards, type tests and rated operational voltage (ue). An example use may be within a low voltage distribution system.
Pr_60_70_22_28 | 60 | 70 | 22 | 28 | Extension boxes | 拡張ボックス
Pr_60_70_22_46 | 60 | 70 | 22 | 46 | Lighting distribution boxes | 照明配電ボックス |  | 90-50-45/380 Lighting distribution boxes; |  | Lighting distribution boxes are described by characteristics such as standards, distribution box and rating. An example use may be within a hard wired general lighting system.
Pr_60_70_22_50 | 60 | 70 | 22 | 50 | Master distribution boxes | マスター配布ボックス |  | 90-50-45/360 Master distribution boxes; |  | Master distribution boxes are described by characteristics such as distribution box, rating and connectors. An example use may be within a low voltage small power systems with prefabricated wiring.
Pr_60_70_22_79 | 60 | 70 | 22 | 79 | Slave distribution boxes | スレーブ分配ボックス |  | 90-50-45/370 Slave distribution boxes; |  | Slave distribution boxes are described by characteristics such as distribution box, rating and connectors. An example use may be within a low voltage small power systems with prefabricated wiring.
Pr_60_70_22_80 | 60 | 70 | 22 | 80 | Spreader boxes | スプレッダーボックス
Pr_60_70_22_85 | 60 | 70 | 22 | 85 | Sub-main distribution boards | サブメイン配電盤
Pr_60_70_28 | 60 | 70 | 28 |  | Extra-high-voltage switchgear | 超高電圧開閉装置
Pr_60_70_36 | 60 | 70 | 36 |  | High-voltage switchgear and transformers | 高電圧開閉装置と変圧器 |  |  |  | Busbar metering panels are described by characteristics such as enclosure, dimensions and busbars.
Pr_60_70_36_06 | 60 | 70 | 36 | 06 | High-voltage busbar metering panels | 高圧キャビネット |  | 90-50-40/360 Busbar metering panels; |  | Busbar metering panels are described by characteristics such as enclosure, dimensions and busbars.
Pr_60_70_36_07 | 60 | 70 | 36 | 07 | High-voltage bus-section panels | 高電圧バスセクションパネル |  | 90-50-40/350 Bus-section panel with vacuum circuit breaker and series disconnectors; |  | Bus-section panel with vacuum circuit breaker and series disconnectors are described by characteristics such as enclosure, dimensions and compartments.
Pr_60_70_36_12 | 60 | 70 | 36 | 12 | High-voltage circuit breakers | 高圧遮断器
Pr_60_70_36_18 | 60 | 70 | 36 | 18 | High-voltage current transformers | 高電圧変流器 |  | 90-50-40/460 Current transformers; |  | Current transformers are described by characteristics such as format, rated primary current and rated secondary current. An example use may be within a high voltage distribution system.
Pr_60_70_36_22 | 60 | 70 | 36 | 22 | High-voltage disconnectors | 高電圧ディスコネクター
Pr_60_70_36_24 | 60 | 70 | 36 | 24 | High-voltage dry-type transformers | 高圧乾式変圧器 |  | 90-50-40/455 Dry-type transformers; |  | Dry-type transformers are described by characteristics such as standards, rated apparent power and enclosure. An example use may be within a high voltage distribution system.
Pr_60_70_36_26 | 60 | 70 | 36 | 26 | High-voltage earthing switches | 高電圧接地スイッチ
Pr_60_70_36_30 | 60 | 70 | 36 | 30 | High-voltage liquid-immersed transformers | 高圧液浸変圧器 |  | 90-50-40/450 Liquid immersed transformers; |  | Liquid immersed transformers are described by characteristics such as standards, liquid preservation and rated apparent power. An example use may be within a high voltage distribution system.
Pr_60_70_36_37 | 60 | 70 | 36 | 37 | High-voltage fuses | 高電圧ヒューズ
Pr_60_70_36_53 | 60 | 70 | 36 | 53 | High-voltage modular switchboards | 高電圧モジュラー配電盤 |  | 90-50-40/310 High voltage modular switchboards; |  | High voltage modular switchboards are described by characteristics such as standards, format and internal arc classification. An example use may be within a high voltage distribution system.
Pr_60_70_36_70 | 60 | 70 | 36 | 70 | High-voltage rectiformers | 高電圧整流器
Pr_60_70_36_72 | 60 | 70 | 36 | 72 | High-voltage ring main units | 高圧リング本体 |  | 90-50-40/320 Ring main units; |  | Ring main units are described by characteristics such as standards, internal arc classification and mounting arrangement. An example use may be within a high voltage distribution system.
Pr_60_70_36_75 | 60 | 70 | 36 | 75 | High-voltage safety matting | 高電圧安全マット |  | 90-50-75/310 High voltage safety matting; |  | High voltage safety matting are described by characteristics such as width (minimum) and length (minimum). An example use may be within a high voltage distribution system.
Pr_60_70_36_80 | 60 | 70 | 36 | 80 | High-voltage switch-disconnectors | 高電圧スイッチ断路器
Pr_60_70_36_81 | 60 | 70 | 36 | 81 | High-voltage switch-fuse combinations | 高電圧スイッチとヒューズの組み合わせ
Pr_60_70_36_82 | 60 | 70 | 36 | 82 | High-voltage switches | 高電圧スイッチ
Pr_60_70_36_83 | 60 | 70 | 36 | 83 | High-voltage switchgear protection and control modules | 高電圧開閉装置保護および制御モジュール |  | 90-50-40/400 Protection and control module; |  | Protection and control module are described by characteristics such as ingress protection (minimum), format and protection. An example use may be within a high voltage distribution system.
Pr_60_70_36_94 | 60 | 70 | 36 | 94 | High-voltage vacuum circuit breaker panels | 高圧真空遮断器パネル |  | 90-50-40/340 Vacuum circuit breaker panel with series disconnector; |  | Vacuum circuit breaker panel with series disconnector are described by characteristics such as enclosure, dimensions and compartments.
Pr_60_70_48 | 60 | 70 | 48 |  | Low-voltage switchgear | 低電圧開閉装置 |  |  |  | Automatic transfer switching equipment (tse) are described by characteristics such as operating mechanism, operating sequence and short-circuit capability. An example use may be within a reciprocating internal combustion engine driven alternating current generator system.
Pr_60_70_48_05 | 60 | 70 | 48 | 05 | Automatic transfer switching equipment (TSE) | 自動転送スイッチング装置（TSE） |  | 90-50-45/460 Automatic transfer switching equipment (TSE); |  | Automatic transfer switching equipment (tse) are described by characteristics such as operating mechanism, operating sequence and short-circuit capability. An example use may be within a reciprocating internal combustion engine driven alternating current generator system.
Pr_60_70_48_06 | 60 | 70 | 48 | 06 | Busbar chambers | バスバーチャンバー |  | 90-50-45/440 Busbars; |  | Busbars are described by characteristics such as approval, material and cross section.
Pr_60_70_48_07 | 60 | 70 | 48 | 07 | Busbar trunking feed units | バスバートランキングフィードユニット |  | 90-50-45/340 Feed units; |  | Feed units are described by characteristics such as arrangement, circuits and accessories. An example use may be within a low voltage distribution system.
Pr_60_70_48_08 | 60 | 70 | 48 | 08 | Busbar trunking fire barrier units | バスバートランキング防火ユニット |  | 90-50-45/350 Fire barrier units; |  | Fire barrier units are described by characteristics such as fire protection, circuits and accessories. An example use may be within a low voltage distribution system.
Pr_60_70_48_09 | 60 | 70 | 48 | 09 | Busbar trunking tap-off units | バスバートランキングタップオフユニット |  | 90-50-45/330 Tap-off units; |  | Tap-off units are described by characteristics such as arrangement, rating and phase. An example use may be within a low voltage distribution system.
Pr_60_70_48_11 | 60 | 70 | 48 | 11 | Changeover switches | 切り替えスイッチ |  | 90-50-45/480 Manual changeover switches; |  | Changeover switches are described by characteristics such as method of operation, operating mechanism and operating sequence. An example use may be within a hard wired low voltage small power system.
Pr_60_70_48_27 | 60 | 70 | 48 | 27 | Electrical cut-outs | 電気カットアウト |  | 90-50-45/392 Electrical cut outs; |  | Electrical cut outs are described by characteristics such as arrangement, classification and current rating. An example use may be within a roadway lighting system.
Pr_60_70_48_30 | 60 | 70 | 48 | 30 | Fireman’s emergency switches | 消防士の緊急スイッチ
Pr_60_70_48_44 | 60 | 70 | 48 | 44 | Low-voltage fuse-switch-disconnectors | 低電圧ヒューズスイッチディスコネクター |  | 90-50-45/448 Fuse-switch disconnectors; |  | Fuse-switch-disconnectors are described by characteristics such as standards, third-party certification and rated operational voltage (ue). An example use may be within a low-voltage distribution system.
Pr_60_70_48_45 | 60 | 70 | 48 | 45 | Low-voltage safety matting | 低電圧安全マット
Pr_60_70_48_46 | 60 | 70 | 48 | 46 | Low-voltage switch-disconnector fuses | 低電圧スイッチ断路器ヒューズ |  | 90-50-45/452 Switch-disconnector fuses; |  | Switch-disconnector-fuses are described by characteristics such as standards, third-party certification and rated operational voltage (ue). An example use may be within a low-voltage distribution system.
Pr_60_70_48_47 | 60 | 70 | 48 | 47 | Low-voltage switch-disconnectors | 低電圧スイッチ断路器 |  | 90-50-45/450 Switch-disconnectors; |  | Switches, disconnectors, switch-disconnectors and fuse combination units are described by characteristics such as arrangement, mechanical interlocking and rated operational current (in). An example use may be within a stand-alone photovoltaic system.
Pr_60_70_48_48 | 60 | 70 | 48 | 48 | Low-voltage switches | 低電圧スイッチ
Pr_60_70_48_49 | 60 | 70 | 48 | 49 | Low-voltage switchgear tripping units | 低電圧開閉装置トリップユニット |  | 90-50-45/430 Switchgear tripping units; |  | Switchgear tripping units are described by characteristics such as enclosure, incoming supply protection and charger type.
Pr_60_70_48_62 | 60 | 70 | 48 | 62 | Photovoltaic array junction boxes | 太陽光発電アレイジャンクションボックス |  | 90-60-25/490 PV array junction boxes; |  | Pv array junction boxes are described by characteristics such as enclosure, bus bar rating and string fuses. An example use may be within a stand-alone photovoltaic system.
Pr_60_70_48_63 | 60 | 70 | 48 | 63 | Photovoltaic generator junction boxes | 太陽光発電機のジャンクションボックス
Pr_60_70_48_66 | 60 | 70 | 48 | 66 | Power busbar trunking | バスダクト |  | 90-50-45/320 Power busbar trunking; |  | Power busbar trunking are described by characteristics such as voltage rating, assembly and current rating. An example use may be within a hard wired low voltage small power system.
Pr_60_70_64 | 60 | 70 | 64 |  | Power conditioning supply equipment | パワーコンディショナー供給装置 |  |  |  | Static inverter power supply units are described by characteristics such as mode of operation, integral maintenance bypass and input. An example use may be within a general lighting systems with prefabricated wiring.
Pr_60_70_64_86 | 60 | 70 | 64 | 86 | Static inverter power supply units | スタティックインバータ電源ユニット |  | 90-60-40/440 Static inverter power supply units; |  | Static inverter power supply units are described by characteristics such as mode of operation, integral maintenance bypass and input. An example use may be within a general lighting systems with prefabricated wiring.
Pr_60_70_64_93 | 60 | 70 | 64 | 93 | Uninterruptible power supply (UPS) units | 交流無停電電源装置 |  | 90-60-40/410 Uninterruptible power supply (UPS) unit; |  | Uninterruptible power supply (ups) unit are described by characteristics such as standards, test requirements and mode of operation. An example use may be within a low voltage distribution system.
Pr_60_70_64_94 | 60 | 70 | 64 | 94 | Uninterruptible power supply (UPS) remote alarm panels | 無停電電源装置（UPS）のリモートアラームパネル |  | 90-60-40-420 Uninterruptible power supply (UPS) remote alarm and indicator panels; |  | Uninterruptible power supply (ups) remote alarm and indicator panels are described by characteristics such as status indicators, audible alarms and power supply. An example use may be within a low voltage distribution system.
Pr_60_70_65 | 60 | 70 | 65 |  | Power generators, engines and packaged combined heat and power (CHP) units | 発電機、エンジン、およびパッケージ化された熱電併給（CHP）ユニット |  |  |  | Gas turbine (ccgt) are described by characteristics such as rating, output and weight.
Pr_60_70_65_03 | 60 | 70 | 65 | 03 | Alternators | オルタネーター
Pr_60_70_65_05 | 60 | 70 | 65 | 05 | Automatic voltage regulators | キュービクル式発電装置
Pr_60_70_65_27 | 60 | 70 | 65 | 27 | Engine exhausts | エンジン排気
Pr_60_70_65_32 | 60 | 70 | 65 | 32 | Gas turbines (CCGT) | ガスタービン（CCGT） |  | 90-50-90/310 Gas turbine (CCGT); |  | Gas turbine (ccgt) are described by characteristics such as rating, output and weight.
Pr_60_70_65_33 | 60 | 70 | 65 | 33 | Generator control panels | 発電機制御盤
Pr_60_70_65_34 | 60 | 70 | 65 | 34 | Generator sets | 発電機セット |  | 90-50-35/310 Generator set; |  | Generator set are described by characteristics such as internal combustion engine, battery and battery charger. An example use may be within a reciprocating internal combustion engine driven alternating current generator system.
Pr_60_70_65_35 | 60 | 70 | 65 | 35 | Governors | ガバナ
Pr_60_70_65_37 | 60 | 70 | 65 | 37 | Horizontal axis wind turbines (HAWT) | 水平軸風力タービン（HAWT） |  | 90-50-80/320 Wind turbine; |  | Wind turbine are described by characteristics such as rating, output and wind turbine class. An example use may be within a small scale wind generating system.
Pr_60_70_65_38 | 60 | 70 | 65 | 38 | Hydraulic power units | 油圧ユニット
Pr_60_70_65_39 | 60 | 70 | 65 | 39 | Hydro turbines | 水力タービン |  | 90-50-90/320 Hydro turbine; |  | Hydro turbine are described by characteristics such as rating, output and weight.
Pr_60_70_65_41 | 60 | 70 | 65 | 41 | Internal combustion engines | 内燃エンジン
Pr_60_70_65_47 | 60 | 70 | 65 | 47 | Load banks | ロードバンク |  | 90-50-35/380 Load banks; |  | Load banks are described by characteristics such as format, rating and enclosure. An example use may be within a customized reciprocating internal combustion engine driven alternating current generator system.
Pr_60_70_65_58 | 60 | 70 | 65 | 58 | Offshore wind turbines | 洋上風力タービン |  | 90-50-90/340 Offshore wind turbine; |  | Offshore wind turbine are described by characteristics such as wind turbine class, hub height and power regulation.
Pr_60_70_65_59 | 60 | 70 | 65 | 59 | Onshore wind turbines | 陸上風力タービン |  | 90-50-90/330 Onshore wind turbine; |  | Onshore wind turbine are described by characteristics such as wind turbine class, hub height and power regulation.
Pr_60_70_65_60 | 60 | 70 | 65 | 60 | Packaged combined heat and power (CHP) units | コージェネレーション装置 |  | 90-50-35/490 Packaged CHP units; |  | Packaged chp units are described by characteristics such as prime mover, fuel and electrical generator. An example use may be within a low temperature hot water heating system.
Pr_60_70_65_63 | 60 | 70 | 65 | 63 | Photovoltaic modules | 太陽光発電モジュール |  | 90-50-80/310 Photovoltaic modules; |  | Photovoltaic modules are described by characteristics such as cell type, format and framework. An example use may be within a grid connected photovoltaic system.
Pr_60_70_65_94 | 60 | 70 | 65 | 94 | Vertical axis wind turbines (VAWT) | 垂直軸風力タービン（VAWT） |  | 90-50-80/325 Vertical axis wind turbine; |  | Vertical axis wind turbine are described by characteristics such as third-party certification, rating and output. An example use may be within a small-scale wind generating system.
Pr_60_70_65_97 | 60 | 70 | 65 | 97 | Wind turbine controllers | 風力タービンコントローラー |  | 90-60-40/340 Turbine control unit; |  | Turbine control unit are described by characteristics such as standards, enclosure and integral switch disconnector. An example use may be within a small scale wind generating system.
Pr_60_75 | 60 | 75 |  |  | Communications source products | コミュニケーションソース製品
Pr_60_75_01 | 60 | 75 | 01 |  | Antennas and satellite dishes | アンテナと衛星放送受信アンテナ |  |  |  | Dab antennae are described by characteristics such as approval, forward gain db(i) and front/ back ratio db(i). An example use may be within a television distribution system.
Pr_60_75_01_22 | 60 | 75 | 01 | 22 | Digital audio broadcasting (DAB) antennas | デジタルオーディオ放送（DAB）アンテナ |  | 90-70-75/330 DAB antennae; |  | Dab antennae are described by characteristics such as approval, forward gain db(i) and front/ back ratio db(i). An example use may be within a television distribution system.
Pr_60_75_01_31 | 60 | 75 | 01 | 31 | Frequency modulation (FM) antennas | 周波数変調（FM）アンテナ |  | 90-70-75/320 FM antennae; |  | Fm antennae are described by characteristics such as forward gain db(i) and front/ back ratio db(i). An example use may be within a public address system.
Pr_60_75_01_75 | 60 | 75 | 01 | 75 | Satellite dishes | サテライトディッシュ |  | 90-70-75/340 Satellite dishes; |  | Satellite dishes are described by characteristics such as input frequency range, output frequency range and forward gain. An example use may be within a television distribution system.
Pr_60_75_01_92 | 60 | 75 | 01 | 92 | Ultra-high frequency (UHF) antennas | テレビ共同受信装置（アンテナ） |  | 90-70-75/310 UHF antennae; |  | Uhf antennae are described by characteristics such as approval, forward gain db(i) and front/ back ratio db(i). An example use may be within a television distribution system.
Pr_60_75_03 | 60 | 75 | 03 |  | Audio and video players and recorders | オーディオおよびビデオプレーヤーとレコーダー |  |  |  | Cassette players are described by characteristics such as format, number of decks and number of heads per deck. An example use may be within a public address system.
Pr_60_75_03_07 | 60 | 75 | 03 | 07 | Blu-ray players | ブルーレイプレーヤー
Pr_60_75_03_11 | 60 | 75 | 03 | 11 | Cassette players | カセットプレーヤー |  | 90-70-10/380 Cassette players; |  | Cassette players are described by characteristics such as format, number of decks and number of heads per deck. An example use may be within a public address system.
Pr_60_75_03_15 | 60 | 75 | 03 | 15 | Compact disc players | コンパクトディスクプレーヤー |  | 90-70-10/385 Compact disc players; |  | Compact disc players are described by characteristics such as disc capacity, disc change capability and playback capability. An example use may be within a public address system.
Pr_60_75_03_22 | 60 | 75 | 03 | 22 | Digital video recorders | デジタルビデオレコーダー |  | 90-75-10/370 Digital video recorders; |  | Digital video recorders are described by characteristics such as resolution, storage media and inputs. An example use may be within a cctv system.
Pr_60_75_03_56 | 60 | 75 | 03 | 56 | Network video recorders | ネットワークビデオレコーダー |  | 90-75-10/380 Network video recorders; |  | Network video recorders are described by characteristics such as rack mounting, storage media and video recording format. An example use may be within a cctv system.
Pr_60_75_03_70 | 60 | 75 | 03 | 70 | Radio tuners | ラジオチューナー
Pr_60_75_03_87 | 60 | 75 | 03 | 87 | Time-lapse video recorders | タイムラプスビデオレコーダー |  | 90-70-10/375 Tuners; |  | Tuners are described by characteristics such as programmable frequency pre-sets, frequency modulation (fm) selectivity and amplitude modulation (am) selectivity. An example use may be within a public address system.
Pr_60_75_06 | 60 | 75 | 06 |  | Audio input devices | オーディオ入力デバイス |  |  |  | Microphones are described by characteristics such as element, frequency response and polar pattern. An example use may be within a public address system.
Pr_60_75_06_53 | 60 | 75 | 06 | 53 | Microphones | マイク |  | 90-70-10/340 Microphones; |  | Microphones are described by characteristics such as element, frequency response and polar pattern. An example use may be within a public address system.
Pr_60_75_06_60 | 60 | 75 | 06 | 60 | Paging consoles | ページングコンソール |  | 90-70-10/370 Paging consoles; |  | Paging consoles are described by characteristics such as number of zones, zoning and press to talk button. An example use may be within a public address system.
Pr_60_75_08 | 60 | 75 | 08 |  | Audio and visual source products | オーディオおよびビジュアルソース製品 |  |  |  | Artificial reverberation, time delay and frequency shift equipment are described by characteristics such as mounting. An example use may be within a public address system.
Pr_60_75_08_01 | 60 | 75 | 08 | 01 | Artificial reverberation, time delay and frequency shift equipment | 人工残響、時間遅延、周波数シフト装置 |  | 90-70-10-395 Artificial reverberation, time delay and frequency shift equipment; |  | Artificial reverberation, time delay and frequency shift equipment are described by characteristics such as mounting. An example use may be within a public address system.
Pr_60_75_08_02 | 60 | 75 | 08 | 02 | Audio amplifiers | オーディオアンプ |  | 90-70-10-350 Sound amplifiers; |  | Sound amplifiers are described by characteristics such as input socket type, rated power output (per channel rms) and signal to noise ratio (minimum). An example use may be within a public address system.
Pr_60_75_08_03 | 60 | 75 | 08 | 03 | Audio equalizers | オーディオイコライザー |  | 90-70-10-365 Equalizers; |  | Equalizers are described by characteristics such as frequency response, graphic equalizers and parametric equalizers. An example use may be within a public address system.
Pr_60_75_08_04 | 60 | 75 | 08 | 04 | Automatic announcement equipment | 自動告知装置 |  | 90-70-10-405 Automatic announcement equipment; |  | Automatic announcement equipment are described by characteristics such as format, number of pre-recorded messages and adjustable announcement interval timer. An example use may be within a public address system.
Pr_60_75_08_05 | 60 | 75 | 08 | 05 | Auxiliary passive elements | 補助受動素子
Pr_60_75_08_21 | 60 | 75 | 08 | 21 | Digital broadcast signal router multiswitches | デジタル放送信号ルーターマルチスイッチ
Pr_60_75_08_23 | 60 | 75 | 08 | 23 | Diplexers | ダイプレクサ |  | 90-70-10/470 Diplexers; |  | Diplexers are described by characteristics such as format and signal loss. An example use may be within a television distribution system.
Pr_60_75_08_28 | 60 | 75 | 08 | 28 | External source input points | 外部ソース入力ポイント |  | 90-70-10-415 External source input points; |  | External source input points are described by characteristics such as input socket type, key operated on/ off control and enclosure. An example use may be within a public address system.
Pr_60_75_08_46 | 60 | 75 | 08 | 46 | Launch amplifiers | アンプを起動する |  | 90-70-10/455 Launch amplifiers; |  | Launch amplifiers are described by characteristics such as format, output power (db µv) and frequency. An example use may be within a television distribution system.
Pr_60_75_08_48 | 60 | 75 | 08 | 48 | Local volume controls | ローカル音量調節 |  | 90-70-10-425 Local volume controls; |  | Local volume controls are described by characteristics such as volume control, override circuit and key operated control. An example use may be within a public address system.
Pr_60_75_08_50 | 60 | 75 | 08 | 50 | Masthead amplifiers | マストヘッド増幅器 |  | 90-70-10/460 Masthead amplifiers; |  | Masthead amplifiers are described by characteristics such as format, channel group and frequency. An example use may be within a television distribution system.
Pr_60_75_08_52 | 60 | 75 | 08 | 52 | Mixer amplifiers | ミキサーアンプ |  | 90-70-10/360 Mixer amplifiers; |  | Mixer amplifiers are described by characteristics such as channels, inputs and input socket type. An example use may be within a public address system.
Pr_60_75_08_54 | 60 | 75 | 08 | 54 | Mixers | ミキサー |  | 90-70-10/355 Mixers; |  | Mixers are described by characteristics such as channels, inputs and input socket type. An example use may be within a public address system.
Pr_60_75_08_55 | 60 | 75 | 08 | 55 | Multiswitches | マルチスイッチ |  | 90-70-10/465 Multiswitches; |  | Multiswitches are described by characteristics such as frequency, inputs and outputs. An example use may be within a television distribution system.
Pr_60_75_08_63 | 60 | 75 | 08 | 63 | Pre-amplifiers | プリアンプ |  | 90-70-10/345 Pre-amplifiers; |  | Pre-amplifiers are described by characteristics such as mounting. An example use may be within a public address system.
Pr_60_75_08_71 | 60 | 75 | 08 | 71 | Remote microphone input points | リモートマイク入力ポイント |  | 90-70-10-420 Remote microphone input points; |  | Remote microphone input points are described by characteristics such as input socket type, key operated control and enclosure. An example use may be within a public address system.
Pr_60_75_08_78 | 60 | 75 | 08 | 78 | Splitters | スプリッター |  | 90-70-10/475 Splitters; |  | Splitters are described by characteristics such as outputs, frequency range and signal loss. An example use may be within a television distribution system.
Pr_60_75_78 | 60 | 75 | 78 |  | Signal transmitters | 信号送信機 |  |  |  | Supervised premises transceivers are described by characteristics such as spt type. An example use may be within an intrusion and hold-up alarm system.
Pr_60_75_78_85 | 60 | 75 | 78 | 85 | Supervised premises transceivers | 監視付き構内トランシーバー |  | 90-75-40/400 Supervised premises transceivers; |  | Supervised premises transceivers are described by characteristics such as spt type. An example use may be within an intrusion and hold-up alarm system.
Pr_60_75_78_91 | 60 | 75 | 78 | 91 | Television equalizers | テレビイコライザー |  | 90-70-10-450 Equalizers; |  | Equalizers are described by characteristics such as format, transmitter source and signal loss. An example use may be within a television distribution system.
Pr_60_75_86 | 60 | 75 | 86 |  | Surveillance cameras, monitors and ancillaries | 監視カメラ、モニター、付属品 |  |  |  | Cameras are described by characteristics such as connectivity, signal transmission and ccd sensor format. An example use may be within a cctv system.
Pr_60_75_86_01 | 60 | 75 | 86 | 01 | Automatic number plate recognition cameras | 自動ナンバープレート認識カメラ
Pr_60_75_86_02 | 60 | 75 | 86 | 02 | Analogue box cameras | アナログボックスカメラ |  | 90-75-10/310 Analogue box cameras; |  | Cameras are described by characteristics such as connectivity, signal transmission and ccd sensor format. An example use may be within a cctv system.
Pr_60_75_86_03 | 60 | 75 | 86 | 03 | Analogue bullet cameras | アナログ弾丸カメラ |  | 90-75-10/316 Analogue bullet cameras; |  | Analogue bullet cameras are described by characteristics such as image sensor, video system and spectrum. An example use may be within a cctv system.
Pr_60_75_86_04 | 60 | 75 | 86 | 04 | Analogue covert cameras | アナログコバートカメラ |  | 90-75-10/318 Analogue covert cameras; |  | Analogue covert cameras are described by characteristics such as format, image sensor and spectrum. An example use may be within a cctv system.
Pr_60_75_86_05 | 60 | 75 | 86 | 05 | Analogue fixed dome cameras | アナログ固定ドームカメラ |  | 90-75-10/312 Analogue fixed dome cameras; |  | Analogue fixed dome cameras are described by characteristics such as image sensor, video system and spectrum. An example use may be within a cctv system.
Pr_60_75_86_06 | 60 | 75 | 86 | 06 | Analogue pan-tilt-zoom (PTZ) cameras | アナログパンチルトズーム（PTZ）カメラ |  | 90-75-10/314 Analogue PTZ dome cameras; |  | Analogue ptz dome cameras are described by characteristics such as image sensor, video system and spectrum. An example use may be within a cctv system.
Pr_60_75_86_07 | 60 | 75 | 86 | 07 | Box cameras | ボックスカメラ |  | 90-75-10/311 IP box cameras; |  | Ip box cameras are described by characteristics such as image sensor, video system and spectrum. An example use may be within a cctv system.
Pr_60_75_86_08 | 60 | 75 | 86 | 08 | Box camera lenses | ボックスカメラレンズ |  | 90-75-10/320 Box camera lens; |  | Covert cameras are described by characteristics such as connectivity, signal transmission and ccd sensor format. An example use may be within a cctv system.
Pr_60_75_86_09 | 60 | 75 | 86 | 09 | Bullet cameras | 弾丸カメラ |  | 90-75-10/317 IP bullet cameras; |  | Ip bullet cameras are described by characteristics such as image sensor, video system and spectrum. An example use may be within a cctv system.
Pr_60_75_86_10 | 60 | 75 | 86 | 10 | Camera junction boxes | カメラジャンクションボックス
Pr_60_75_86_11 | 60 | 75 | 86 | 11 | Covert cameras | 隠しカメラ |  | 90-75-10/319 IP covert cameras; |  | Ip covert cameras are described by characteristics such as format, image sensor and spectrum. An example use may be within a cctv system.
Pr_60_75_86_21 | 60 | 75 | 86 | 21 | Day and night cameras | デイ&ナイト監視カメラ |  | 90-75-10/440 Infrared illuminators; |  | Infrared illuminators are described by characteristics such as lamp type, infrared wavelength and effective infrared distance (minimum). An example use may be within a cctv system.
Pr_60_75_86_24 | 60 | 75 | 86 | 24 | Dome cameras | ドームカメラ
Pr_60_75_86_30 | 60 | 75 | 86 | 30 | Fixed cameras | 固定カメラ
Pr_60_75_86_31 | 60 | 75 | 86 | 31 | Fixed dome cameras | 監視カメラ装置（カメラ） |  | 90-75-10/313 IP fixed dome cameras; |  | Ip fixed dome cameras are described by characteristics such as image sensor, video system and spectrum. An example use may be within a cctv system.
Pr_60_75_86_40 | 60 | 75 | 86 | 40 | Image processing units | 画像処理装置
Pr_60_75_86_41 | 60 | 75 | 86 | 41 | Infra-red cameras | 赤外線カメラ
Pr_60_75_86_42 | 60 | 75 | 86 | 42 | Infrared illuminators | 赤外線照明器
Pr_60_75_86_45 | 60 | 75 | 86 | 45 | Integrated digital camera and infrared illuminators | 統合デジタルカメラと赤外線照明
Pr_60_75_86_47 | 60 | 75 | 86 | 47 | Lenses | レンズ
Pr_60_75_86_60 | 60 | 75 | 86 | 60 | Pan-and-tilt units | パンアンドチルトユニット |  | 90-75-10-330 Pan and tilt units; |  | Pan and tilt units are described by characteristics such as pan angle, tilt angle and speed control.
Pr_60_75_86_65 | 60 | 75 | 86 | 65 | Pan-tilt-zoom cameras | パンチルトズームカメラ |  | 90-75-10/315 IP high speed PTZ dome cameras; |  | Ip high speed ptz dome cameras are described by characteristics such as image sensor, video system and spectrum. An example use may be within a cctv system.
Pr_60_75_86_79 | 60 | 75 | 86 | 79 | Surveillance monitors | 監視カメラ装置（モニタ装置） |  | 90-75-10/395 Monitors; |  | Monitors are described by characteristics such as monitor type, size (nominal diagonal) and svhs input.
Pr_60_75_86_80 | 60 | 75 | 86 | 80 | Survey cameras | 調査カメラ |  | 45-90-90/320 Cameras for TV survey of boreholes; |  | Cameras for tv survey of boreholes are described by characteristics such as requirement, recording format and written interpretation.
Pr_60_75_86_90 | 60 | 75 | 86 | 90 | Traffic enforcement cameras | 交通取締カメラ
Pr_60_75_86_92 | 60 | 75 | 86 | 92 | Video distribution amplifiers | ビデオ分配増幅器
Pr_60_75_86_94 | 60 | 75 | 86 | 94 | Video receiver hubs | ビデオレシーバーハブ
Pr_60_75_86_99 | 60 | 75 | 86 | 99 | Zoom lenses | ズームレンズ
Pr_65 | 65 |  |  |  | Services and process distribution products | サービスおよびプロセス配布製品
Pr_65_12 | 65 | 12 |  |  | Chutes | シュート
Pr_65_12_47 | 65 | 12 | 47 |  | Linen chutes and openings | リネンシュートと開口部 |  |  |  | Discharge outlet for linen chute are described by characteristics such as discharge outlet and chute cutoff plate. An example use may be within a built-in linen chute system.
Pr_65_12_47_24 | 65 | 12 | 47 | 24 | Linen chute discharge outlets | リネンシュート排出口 |  | 45-30-15/375 Discharge outlet for linen chute; |  | Discharge outlet for linen chute are described by characteristics such as discharge outlet and chute cutoff plate. An example use may be within a built-in linen chute system.
Pr_65_12_47_37 | 65 | 12 | 47 | 37 | Linen chute hoppers | リネンシュートホッパー |  | 45-30-15/345 Linen chute hoppers; |  | Linen chute hoppers are described by characteristics such as hopper doors, door face size (maximum) and smoke seal. An example use may be within a built-in linen chute system.
Pr_65_12_47_40 | 65 | 12 | 47 | 40 | Linen chute inlet doors | リネンシュートインレットドア
Pr_65_12_47_47 | 65 | 12 | 47 | 47 | Linen chutes | リネンシュート |  | 45-30-15/320 Linen chutes; |  | Linen chutes are described by characteristics such as material, internal diameter (minimum) and construction of sections. An example use may be within a built-in linen chute system.
Pr_65_12_70 | 65 | 12 | 70 |  | Refuse chutes and openings | ごみシュートと開口部 |  |  |  | Disposal chutes are described by characteristics such as material, internal diameter (minimum) and construction of sections. An example use may be within a post-fixed refuse chute system.
Pr_65_12_70_22 | 65 | 12 | 70 | 22 | Disposal chutes | 廃棄シュート |  | 45-30-15/310 Disposal chutes; |  | Disposal chutes are described by characteristics such as material, internal diameter (minimum) and construction of sections. An example use may be within a post-fixed refuse chute system.
Pr_65_12_70_24 | 65 | 12 | 70 | 24 | Refuse chute discharge outlets | ごみシュート排出口 |  | 45-30-15/370 Discharge outlets for disposal chute; |  | Discharge outlets for disposal chute are described by characteristics such as discharge outlet and chute cutoff plate. An example use may be within a post-fixed refuse chute system.
Pr_65_12_70_36 | 65 | 12 | 70 | 36 | Refuse chute hoppers | リユースシュートホッパー |  | 45-30-15/335 Disposal chute hoppers; |  | Disposal chute hoppers are described by characteristics such as hopper doors, door face size (maximum) and smoke seal. An example use may be within a post-fixed refuse chute system.
Pr_65_12_70_40 | 65 | 12 | 70 | 40 | Refuse chute inlet doors | ごみシュート入口扉
Pr_65_12_70_42 | 65 | 12 | 70 | 42 | Refuse chute inlets | リフィーゼシュート入口
Pr_65_12_70_72 | 65 | 12 | 70 | 72 | Refuse and recycling separators | ごみ・リサイクルセパレーター |  | 45-30-15/380 Refuse and recycling separation; |  | Refuse and recycling separation are described by characteristics such as separation. An example use may be within a built-in refuse chute system.
Pr_65_12_71 | 65 | 12 | 71 |  | Chute accessories | シュートアクセサリー |  |  |  | Automatic fire door are described by characteristics such as operation and position. An example use may be within a built-in linen chute system.
Pr_65_12_71_10 | 65 | 12 | 71 | 10 | Chute automatic fire doors | シュート自動防火扉 |  | 45-30-15/365 Automatic fire door; |  | Automatic fire door are described by characteristics such as operation and position. An example use may be within a built-in linen chute system.
Pr_65_12_71_12 | 65 | 12 | 71 | 12 | Chute cleaning mechanisms | シュート洗浄機構 |  | 45-30-15/355 Chute cleaning mechanism; |  | Chute cleaning mechanism are described by characteristics such as mechanism, position and access. An example use may be within a built-in linen chute system.
Pr_65_12_71_21 | 65 | 12 | 71 | 21 | Chute door interlocks | シュートドアインターロック |  | 45-30-15/360 Door interlocks; |  | Door interlocks are described by characteristics such as operation and accessories. An example use may be within a built-in linen chute system.
Pr_65_50 | 65 | 50 |  |  | Gutter and fitting products | 雨どいとフィッティング製品
Pr_65_50_35 | 65 | 50 | 35 |  | Gutters and accessories | 側溝と付属品 |  |  |  | Aluminium combined fascias soffits and gutters are described by characteristics such as form, third party product certification and fascias. An example use may be within a metal composite panel roofing system.
Pr_65_50_35_02 | 65 | 50 | 35 | 02 | Aluminium combined fascias, soffits and gutters | アルミニウムの鼻隠し、軒裏、側溝 |  | 90-05-35/310 Aluminium combined fascias soffits and gutters; |  | Aluminium combined fascias soffits and gutters are described by characteristics such as form, third party product certification and fascias. An example use may be within a metal composite panel roofing system.
Pr_65_50_35_04 | 65 | 50 | 35 | 04 | Aluminium composite valley gutters | アルミ複合谷溝 |  | 90-05-35/315 Aluminium composite roof gutters; |  | Aluminium composite roof gutters are described by characteristics such as profile, size (nominal) and construction. An example use may be within a siphonic full bore rainwater drainage system.
Pr_65_50_35_06 | 65 | 50 | 35 | 06 | Aluminium eaves gutters | アルミ軒樋 |  | 90-05-35/320 Aluminium eaves gutters; |  | Aluminium eaves gutters are described by characteristics such as form, third party product certification and profile. An example use may be within an external gravity rainwater drainage system.
Pr_65_50_35_08 | 65 | 50 | 35 | 08 | Aluminium valley gutters | アルミ製谷溝 |  | 90-05-35/325 Aluminium roof gutters; |  | Aluminium roof gutters are described by characteristics such as profile, size (nominal) and construction. An example use may be within a modular unit vertical planting system.
Pr_65_50_35_09 | 65 | 50 | 35 | 09 | Box gutter sumps | ボックスガターサンプ
Pr_65_50_35_11 | 65 | 50 | 35 | 11 | Cast iron eaves gutters | 鋳鉄軒樋 |  | 90-05-35/330 Cast iron eaves gutters; |  | Cast iron eaves gutters are described by characteristics such as third party product certification, profile and size (nominal). An example use may be within an external gravity rainwater drainage system.
Pr_65_50_35_15 | 65 | 50 | 35 | 15 | Copper eaves gutters | 銅軒樋 |  | 90-05-35/335 Copper eaves gutters; |  | Copper eaves gutters are described by characteristics such as third party product certification, profile and size (nominal). An example use may be within an external gravity rainwater drainage system.
Pr_65_50_35_26 | 65 | 50 | 35 | 26 | Eaves gutter leaf guards | 軒溝樋ガード |  | 90-05-35/452 Eaves gutter leaf guards; |  | Eaves gutter leaf guards are described by characteristics such as form and size.
Pr_65_50_35_27 | 65 | 50 | 35 | 27 | Galvanized steel valley gutters | 亜鉛メッキ鋼製谷溝 |  | 90-05-35/365 Galvanized steel roof gutters; |  | Galvanized steel roof gutters are described by characteristics such as profile, size (nominal) and thickness or gauge. An example use may be within a modular unit vertical planting system.
Pr_65_50_35_28 | 65 | 50 | 35 | 28 | Galvanized steel chambered gutters | 亜鉛めっき鋼製チャンバー溝
Pr_65_50_35_29 | 65 | 50 | 35 | 29 | Galvanized steel combined fascias, soffits and gutters | 亜鉛メッキ鋼製の鼻隠し、軒裏、側溝 |  | 90-05-35/310 Aluminium combined fascias soffits and gutters; |  | Aluminium combined fascias soffits and gutters are described by characteristics such as form, third party product certification and fascias. An example use may be within a metal composite panel roofing system.
Pr_65_50_35_30 | 65 | 50 | 35 | 30 | Galvanized steel composite gutters | 亜鉛メッキ鋼複合材樋 |  | 90-05-35/355 Galvanized steel composite gutters; |  | Galvanized steel composite gutters are described by characteristics such as profile, size (nominal) and construction. An example use may be within a siphonic full bore rainwater drainage system.
Pr_65_50_35_31 | 65 | 50 | 35 | 31 | Galvanized steel eaves gutters | 亜鉛メッキ鋼軒樋
Pr_65_50_35_33 | 65 | 50 | 35 | 33 | Glass-reinforced plastics (GRP) valley gutters | ガラス強化プラスチック（GRP）谷溝 |  | 90-05-35/380 Glass reinforced plastics (GRP) roof gutters; |  | Glass reinforced plastics (grp) roof gutters are described by characteristics such as profile, size (nominal) and construction. An example use may be within a siphonic full bore rainwater drainage system.
Pr_65_50_35_34 | 65 | 50 | 35 | 34 | Glass-reinforced plastics (GRP) composite valley gutters | ガラス強化プラスチック（GRP）複合谷溝 |  | 90-05-35/370 Glass reinforced plastics (GRP) composite roof gutters; |  | Glass reinforced plastics (grp) composite roof gutters are described by characteristics such as profile, size (nominal) and construction. An example use may be within a siphonic full bore rainwater drainage system.
Pr_65_50_35_35 | 65 | 50 | 35 | 35 | Glass-reinforced plastics (GRP) eaves gutters | ガラス強化プラスチック（GRP）軒樋 |  | 90-05-35/375 Glass reinforced plastics (GRP) eaves gutters; |  | Glass reinforced plastics (grp) eaves gutters are described by characteristics such as profile, size (nominal) and finish and colour. An example use may be within an external gravity rainwater drainage system.
Pr_65_50_35_36 | 65 | 50 | 35 | 36 | Glass-reinforced plastics (GRP) roof gutters | ガラス強化プラスチック（GRP）雨どい
Pr_65_50_35_37 | 65 | 50 | 35 | 37 | Gravity rainwater outlets | 重力雨水出口 |  | 90-10-20/302 Gravity rainwater outlets; |  | Gravity rainwater outlets are described by characteristics such as roof construction, material and grating. An example use may be within a metal semi-composite panel roofing system.
Pr_65_50_35_38 | 65 | 50 | 35 | 38 | Gutter linings | 樋裏地 |  | 90-05-35/465 Site applied gutter linings; |  | Site applied gutter linings are described by characteristics such as material, size and outlets. An example use may be within an internal gravity rainwater drainage system.
Pr_65_50_35_40 | 65 | 50 | 35 | 40 | Hot-dip pre-coated carbon steel combined fascias, soffits and gutters | 溶融めっきプレコート炭素鋼、筋膜、軒裏、側溝 |  | 90-05-35/310 Aluminium combined fascias soffits and gutters; |  | Aluminium combined fascias soffits and gutters are described by characteristics such as form, third party product certification and fascias. An example use may be within a metal composite panel roofing system.
Pr_65_50_35_42 | 65 | 50 | 35 | 42 | Hot-dip pre-coated carbon steel eaves gutters | 溶融めっきプレコート炭素鋼軒樋 |  | 90-05-35/385 Hot dip precoated steel eaves gutters; |  | Hot dip precoated steel eaves gutters are described by characteristics such as profile, size (nominal) and thickness or gauge. An example use may be within an external gravity rainwater drainage system.
Pr_65_50_35_43 | 65 | 50 | 35 | 43 | Hot-dip pre-coated carbon steel valley gutters | 溶融めっきプレコート炭素鋼谷溝
Pr_65_50_35_47 | 65 | 50 | 35 | 47 | Lead rainwater chutes | 鉛雨水シュート |  | 90-05-35/390 Lead rainwater chutes; |  | Lead rainwater chutes are described by characteristics such as materials, form and dimensions. An example use may be within an external gravity rainwater drainage system.
Pr_65_50_35_68 | 65 | 50 | 35 | 68 | Rainwater hoppers | ルーフドレイン
Pr_65_50_35_70 | 65 | 50 | 35 | 70 | Rainwater pipe diverter units | 雨水パイプダイバータユニット |  | 90-10-95/385 Rainwater pipe diverter units; |  | Rainwater pipe diverter units are described by characteristics such as size, material and colour.
Pr_65_50_35_72 | 65 | 50 | 35 | 72 | Rainwater weirs | 雨水堰
Pr_65_50_35_81 | 65 | 50 | 35 | 81 | Siphonic rainwater outlets | サイフォンの雨水出口 |  | 90-10-20/304 Siphonic rainwater outlets; |  | Siphonic rainwater outlets are described by characteristics such as material, grating and spigots. An example use may be within a pressure assisted full bore rainwater drainage system.
Pr_65_50_35_82 | 65 | 50 | 35 | 82 | Stainless steel eaves gutters | ステンレス鋼軒樋 |  | 90-05-35/405 Stainless steel eaves gutters; |  | Stainless steel eaves gutters are described by characteristics such as profile, size (nominal) and thickness or gauge. An example use may be within an external gravity rainwater drainage system.
Pr_65_50_35_83 | 65 | 50 | 35 | 83 | Stainless steel rainwater chutes | ステンレス製雨水シュート |  | 90-05-35/407 Stainless steel rainwater chutes; |  | Stainless steel rainwater chutes are described by characteristics such as materials, form and dimensions. An example use may be within an external gravity rainwater drainage system.
Pr_65_50_35_84 | 65 | 50 | 35 | 84 | Stainless steel valley gutters | ステンレス鋼の雨どい
Pr_65_50_35_92 | 65 | 50 | 35 | 92 | Unplasticized polyvinyl chloride (PVC-U) eaves gutters | 非可塑化ポリ塩化ビニル（PVC-U）軒樋 |  | 90-05-35/415 PVC-U eaves gutters; |  | Pvc-u eaves gutters are described by characteristics such as standards, third party product certification and recycled content. An example use may be within an external gravity rainwater drainage system.
Pr_65_50_35_98 | 65 | 50 | 35 | 98 | Zinc eaves gutters | 亜鉛軒樋 |  | 90-05-35/420 Zinc eaves gutters; |  | Zinc eaves gutters are described by characteristics such as profile, size (nominal) and thickness or gauge. An example use may be within an external gravity rainwater drainage system.
Pr_65_50_35_99 | 65 | 50 | 35 | 99 | Zinc rainwater chutes | 亜鉛雨水シュート |  | 90-05-35/425 Zinc rainwater chutes; |  | Zinc rainwater chutes are described by characteristics such as materials, form and dimensions. An example use may be within an external gravity rainwater drainage system.
Pr_65_52 | 65 | 52 |  |  | Pipe, tube and fitting products | 絶縁継手
Pr_65_52_01 | 65 | 52 | 01 |  | Access and inspection chambers and gullies | アクセスおよび検査室とガリー |  |  |  | Access covers and frames are described by characteristics such as form, materials and finish. An example use may be within a suds sand filter bed below ground system.
Pr_65_52_01_01 | 65 | 52 | 01 | 01 | Access and inspection chambers | アクセスおよび検査チャンバー
Pr_65_52_01_02 | 65 | 52 | 01 | 02 | Access covers and frames | アクセスカバーとフレーム |  | 90-05-20/320 Access covers and frames; |  | Access covers and frames are described by characteristics such as form, materials and finish. An example use may be within a suds sand filter bed below ground system.
Pr_65_52_01_03 | 65 | 52 | 01 | 03 | Access gratings | ハンドホール
Pr_65_52_01_04 | 65 | 52 | 01 | 04 | Aluminium inspection chambers | アルミ検査室
Pr_65_52_01_08 | 65 | 52 | 01 | 08 | Carbon steel edge strips and frames | 炭素鋼のエッジストリップとフレーム |  | 45-35-00/350 Carbon steel edge strips and frames; |  | Carbon steel edge strips and frames are described by characteristics such as designation, section and surface treatment or coating. An example use may be within an in situ reinforced concrete stair or ramp system.
Pr_65_52_01_09 | 65 | 52 | 01 | 09 | Carbon steel inspection chambers | 炭素鋼検査チャンバー
Pr_65_52_01_14 | 65 | 52 | 01 | 14 | Concrete access cover seatings | コンクリート製アクセスカバーシート |  | 90-05-20/322 Precast concrete access cover seatings; |  | Precast concrete access cover seatings are described by characteristics such as standards, third party product certification and opening sizes. An example use may be within a brick shallow silt trap and flow control chamber system for below ground drainage.
Pr_65_52_01_16 | 65 | 52 | 01 | 16 | Concrete inspection chamber sections | コンクリート検査室セクション |  | 90-05-20/360 Precast concrete inspection chambers – chamber sections; |  | Precast concrete inspection chambers – chamber sections are described by characteristics such as standards, third party product certification and cement type and content. An example use may be within a precast concrete shallow inspection chamber system for below ground drainage.
Pr_65_52_01_17 | 65 | 52 | 01 | 17 | Concrete inspection chamber cover slabs | コンクリート検査室カバースラブ |  | 90-05-20/362 Precast concrete inspection chambers – cover slabs; |  | Precast concrete inspection chambers – cover slabs are described by characteristics such as standards, third party product certification and cement type and content. An example use may be within a precast concrete shallow inspection chamber system for below ground drainage.
Pr_65_52_01_18 | 65 | 52 | 01 | 18 | Concrete inspection chamber shaft sections | コンクリート検査チャンバーシャフトセクション |  | 90-05-20/364 Precast concrete inspection chambers – shaft sections; |  | Precast concrete inspection chambers – shaft sections are described by characteristics such as standards, third party product certification and cement type and content. An example use may be within an external underground surface duct system.
Pr_65_52_01_19 | 65 | 52 | 01 | 19 | Concrete inspection chamber transition sections | コンクリート検査室の移行セクション |  | 90-05-20/366 Precast concrete inspection chambers – transition sections; |  | Precast concrete inspection chambers – transition sections are described by characteristics such as standards, third party product certification and cement type and content. An example use may be within an external underground surface duct system.
Pr_65_52_01_20 | 65 | 52 | 01 | 20 | Concrete manhole base units | コンクリートマンホールベースユニット |  | 90-05-20/368 Precast concrete manholes – base units; |  | Precast concrete manholes – base units are described by characteristics such as standards, third party product certification and concrete quality. An example use may be within a precast concrete silt trap and flow control chamber system for below ground drainage.
Pr_65_52_01_21 | 65 | 52 | 01 | 21 | Concrete manhole chamber sections | コンクリートマンホールチャンバーセクション |  | 90-05-20/370 Precast concrete manholes – chamber sections; |  | Precast concrete manholes – chamber sections are described by characteristics such as standards, third party product certification and concrete quality. An example use may be within a precast concrete deep manhole system for below ground drainage.
Pr_65_52_01_22 | 65 | 52 | 01 | 22 | Concrete manhole shaft sections | コンクリートマンホールシャフトセクション |  | 90-05-20/374 Precast concrete manholes – shaft sections; |  | Precast concrete manholes – shaft sections are described by characteristics such as concrete quality, sizes (nominal) and integral accessories. An example use may be within a precast concrete deep manhole system for below ground drainage.
Pr_65_52_01_23 | 65 | 52 | 01 | 23 | Concrete manhole transition sections | コンクリートマンホールの遷移セクション |  | 90-05-20/376 Precast concrete manholes – transition sections; |  | Precast concrete manholes – transition sections are described by characteristics such as concrete quality, form and dimensions (nominal). An example use may be within a precast concrete deep manhole system for below ground drainage.
Pr_65_52_01_24 | 65 | 52 | 01 | 24 | Concrete manholes and soakaway cover slabs | コンクリートのマンホールとsoakawayカバースラブ |  | 90-05-20/372 Precast concrete manholes and soakaways – cover slabs; |  | Precast concrete manholes and soakaways – cover slabs are described by characteristics such as concrete quality, dimensions and integral accessories. An example use may be within a precast concrete manhole system for below ground drainage.
Pr_65_52_01_25 | 65 | 52 | 01 | 25 | Concrete soakaway shaft sections | コンクリートsoakawayシャフトセクション |  | 90-05-20/442 Precast concrete soakaways – shaft sections; |  | Precast concrete soakaways – shaft sections are described by characteristics such as standards, concrete quality and sizes (nominal). An example use may be within a wet well system for below ground surface water drainage.
Pr_65_52_01_50 | 65 | 52 | 01 | 50 | Manhole covers and frames | マンホールの蓋とフレーム
Pr_65_52_01_58 | 65 | 52 | 01 | 58 | Orifice plate drainage flow controllers | オリフィスプレート排水流量コントローラー |  | 90-05-20/390 Orifice plate flow control units; |  | Orifice plate flow control units are described by characteristics such as material and flow rate (maximum). An example use may be within a brick shallow silt trap and flow control chamber system for below ground drainage.
Pr_65_52_01_60 | 65 | 52 | 01 | 60 | Plastics access and inspection chambers | プラスチック製のアクセスおよび検査チャンバー
Pr_65_52_01_61 | 65 | 52 | 01 | 61 | Plastics below-ground access or equipment chambers | プラスチック製の地下アクセスまたは機器チャンバー |  | 90-05-20/446 Plastics below ground access or equipment chambers; |  | Plastics below ground access or equipment chambers are described by characteristics such as standards, third party product certification and material.
Pr_65_52_01_62 | 65 | 52 | 01 | 62 | Plastics channels for access chambers | アクセスチャンバー用のプラスチックチャンネル |  | 90-05-20/336 Plastics channels for access chambers; |  | Plastics channels for access chambers are described by characteristics such as material and standard, main channels and channel junctions. An example use may be within an external underground surface duct system.
Pr_65_52_01_63 | 65 | 52 | 01 | 63 | Plastics distribution and sampling chambers | プラスチックの分配とサンプリングチャンバー |  | 90-05-20/338 Plastics distribution and sampling chambers; |  | Plastics distribution and sampling chambers are described by characteristics such as form, material and dimensions. An example use may be within a plastics distribution and sampling chamber system for below ground drainage.
Pr_65_52_01_64 | 65 | 52 | 01 | 64 | Plastics inspection chambers | プラスチック検査室 |  | 90-05-20/342 Plastics inspection chambers; |  | Plastics inspection chambers are described by characteristics such as standards, third party product certification and diameter (nominal). An example use may be within an external underground surface duct system.
Pr_65_52_01_65 | 65 | 52 | 01 | 65 | Plastics mini-inspection chambers | プラスチック製ミニ検査チャンバー |  | 90-05-20/344 Plastics mini inspection chambers; |  | Plastics mini inspection chambers are described by characteristics such as standards, third party product certification and material. An example use may be within an extensive green roof system.
Pr_65_52_01_66 | 65 | 52 | 01 | 66 | Plastics restricted access inspection shafts | プラスチック製アクセス制限検査シャフト |  | 90-05-20/346 Plastics restricted access inspection shafts; |  | Plastics restricted access inspection shafts are described by characteristics such as standards, third party product certification and material. An example use may be within a plastics deep non entry inspection chamber system for below ground drainage.
Pr_65_52_01_67 | 65 | 52 | 01 | 67 | Plastics sealed access pipes | 満水継手 |  | 90-05-20/340 Plastics sealed access pipes; |  | Plastics sealed access pipes are described by characteristics such as material, size (nominal) and branch sockets. An example use may be within a precast concrete deep manhole system for below ground drainage.
Pr_65_52_01_68 | 65 | 52 | 01 | 68 | Preformed access ducts | 成形済みアクセスダクト |  | 90-05-20/452 Preformed access ducts; |  | Preformed access ducts are described by characteristics such as load capacity, duct frame material and access. An example use may be within a mastic asphalt flooring system.
Pr_65_52_01_72 | 65 | 52 | 01 | 72 | Recycled polyethylene (PE) inspection chambers | リサイクルポリエチレン（PE）検査チャンバー
Pr_65_52_01_83 | 65 | 52 | 01 | 83 | Stainless steel edge strips and frames | ステンレス鋼のエッジストリップとフレーム |  | 45-35-00/360 Stainless steel edge strips and frames; |  | Stainless steel edge strips and frames are described by characteristics such as designation, section and anchors. An example use may be within an in situ reinforced concrete stair or ramp system.
Pr_65_52_01_84 | 65 | 52 | 01 | 84 | Stainless steel inspection chambers | 弁桝、弁きょう、インバート桝、ため桝、トラップ桝、浸透桝、公設桝、地中埋設標
Pr_65_52_01_86 | 65 | 52 | 01 | 86 | Surface boxes | 表面ボックス |  | 45-35-00/340 Surface boxes; |  | Surface boxes are described by characteristics such as grade, material and types. An example use may be within a floating cementitious levelling screed system.
Pr_65_52_01_95 | 65 | 52 | 01 | 95 | Vortex flow drainage controllers | 渦流排水コントローラー |  | 90-05-20/392 Vortex flow control units; |  | Vortex flow control units are described by characteristics such as material, flow rate (maximum) and drain down secondary outlet pipe. An example use may be within a brick shallow silt trap and flow control chamber system for below ground drainage.
Pr_65_52_03 | 65 | 52 | 03 |  | Above-ground drainage pipes and fittings | 地上の排水管および付属品 |  |  |  | Abs above ground wastewater branch discharge pipelines are described by characteristics such as third party product certification, jointing type and nominal sizes. An example use may be within a basement wastewater drainage system.
Pr_65_52_03_02 | 65 | 52 | 03 | 02 | Acrylonitrile butadiene styrene (ABS) wastewater pipes and fittings | アクリロニトリルブタジエンスチレン（ABS）廃水パイプおよび継手 |  | 90-10-20/326 ABS above ground wastewater branch discharge pipelines; |  | Abs above ground wastewater branch discharge pipelines are described by characteristics such as third party product certification, jointing type and nominal sizes. An example use may be within a basement wastewater drainage system.
Pr_65_52_03_04 | 65 | 52 | 03 | 04 | Aluminium rainwater pipes and fittings | アルミ雨水管および付属品 |  | 90-10-20/306 Aluminium external rainwater pipelines; |  | Aluminium external rainwater pipelines are described by characteristics such as third party product certification, form and section. An example use may be within an external gravity rainwater drainage system.
Pr_65_52_03_08 | 65 | 52 | 03 | 08 | Borosilicate glass pipes and fittings | ホウケイ酸ガラスパイプおよび継手 |  | 90-10-20/328 Borosilicate glass above ground wastewater branch discharge pipelines; |  | Borosilicate glass above ground wastewater branch discharge pipelines are described by characteristics such as pipes, fittings and nominal sizes. An example use may be within an above ground wastewater drainage system with external stacks.
Pr_65_52_03_11 | 65 | 52 | 03 | 11 | Cast iron rainwater pipes and fittings | 鋳鉄製雨水管および付属品 |  | 90-10-20/308 Cast iron socketed rainwater pipelines to BS 460; |  | Cast iron socketed rainwater pipelines to bs 460 are described by characteristics such as section, form and size (nominal). An example use may be within an external gravity rainwater drainage system.
Pr_65_52_03_12 | 65 | 52 | 03 | 12 | Cast iron drainage pipes and fittings | 鋳鉄製の排水管および付属品 |  | 90-10-20/342 Cast iron above ground drainage pipelines to BS 416-1; |  | Cast iron above ground drainage pipelines to bs 416-1 are described by characteristics such as section, form and sizes (nominal). An example use may be within an internal gravity rainwater drainage system.
Pr_65_52_03_13 | 65 | 52 | 03 | 13 | Chlorinated polyvinyl chloride (PVC-C) wastewater pipes and fittings | 塩素化ポリ塩化ビニル（PVC-C）廃水パイプおよび継手 |  | 90-10-20/330 Chlorinated polyvinylchloride (PVC-C) above ground wastewater branch discharge pipelines; |  | Chlorinated polyvinylchloride (pvc-c) above ground wastewater branch discharge pipelines are described by characteristics such as third party product certification, jointing type and nominal sizes. An example use may be within a basement wastewater drainage system.
Pr_65_52_03_19 | 65 | 52 | 03 | 19 | Copper rainwater pipes and fittings | 銅製雨水管および付属品 |  | 90-10-20/310 Copper external rainwater pipelines; |  | Copper external rainwater pipelines are described by characteristics such as third party product certification, section and size (nominal). An example use may be within an external gravity rainwater drainage system.
Pr_65_52_03_21 | 65 | 52 | 03 | 21 | Copper wastewater pipes and fittings | 銅廃水管および付属品
Pr_65_52_03_30 | 65 | 52 | 03 | 30 | Hot-dip pre-coated carbon steel rainwater pipes and fittings | 溶融亜鉛めっきプレコート炭素鋼雨水管および継手
Pr_65_52_03_31 | 65 | 52 | 03 | 31 | Galvanized steel rainwater pipes and fittings | 亜鉛メッキ鋼の雨水管および付属品 |  | 90-10-20/314 Hot dip precoated steel rainwater pipelines; |  | Hot dip precoated steel rainwater pipelines are described by characteristics such as material, section and size (nominal). An example use may be within an external gravity rainwater drainage system.
Pr_65_52_03_34 | 65 | 52 | 03 | 34 | Glass-reinforced plastics (GRP) rainwater pipes and fittings | ガラス繊維強化プラスチック（GRP）雨水管および付属品 |  | 90-10-20/312 GRP rainwater pipelines; |  | Grp rainwater pipelines are described by characteristics such as section, size (nominal) and finish and colour. An example use may be within an external gravity rainwater drainage system.
Pr_65_52_03_52 | 65 | 52 | 03 | 52 | Modified unplasticized polyvinyl chloride (MUPVC) pipes and fittings | 変更された非可塑化ポリ塩化ビニル（MUPVC）パイプおよび継手 |  | 90-10-20/334 Modified unplasticized polyvinyl chloride (MUPVC) above ground wastewater branch discharge pipelines; |  | Modified unplasticized polyvinyl chloride (mupvc) above ground wastewater branch discharge pipelines are described by characteristics such as material and standard, third party product certification and jointing type. An example use may be within a basement wastewater drainage system.
Pr_65_52_03_61 | 65 | 52 | 03 | 61 | Polyethylene (PE) drainage pipes and fittings | ポリエチレン（PE）排水管および付属品 |  | 90-10-20/348 High density polyethylene (HDPE) above ground drainage pipelines; |  | High density polyethylene (hdpe) above ground drainage pipelines are described by characteristics such as third party product certification, recycled content and colour. An example use may be within an internal gravity rainwater drainage system.
Pr_65_52_03_66 | 65 | 52 | 03 | 66 | Polypropylene (PP) solid wall pipes and fittings | ポリプロピレン（PP）ソリッドウォールパイプおよび継手 |  | 90-10-20/336 Polypropylene above ground wastewater branch discharge pipelines; |  | Polypropylene above ground wastewater branch discharge pipelines are described by characteristics such as third party product certification, jointing type and nominal sizes. An example use may be within a basement wastewater drainage system.
Pr_65_52_03_80 | 65 | 52 | 03 | 80 | Stainless steel rainwater pipes and fittings | ステンレス鋼の雨水管および付属品 |  | 90-10-20/316 Stainless steel external rainwater pipelines; |  | Stainless steel external rainwater pipelines are described by characteristics such as third party product certification, section and size (nominal). An example use may be within an external gravity rainwater drainage system.
Pr_65_52_03_81 | 65 | 52 | 03 | 81 | Stainless steel wastewater pipes and fittings | ステンレス鋼の廃水管および付属品 |  | 90-10-20/350 Stainless steel above ground drainage pipelines; |  | Stainless steel above ground drainage pipelines are described by characteristics such as standards, grade and jointing. An example use may be within an internal gravity rainwater drainage system.
Pr_65_52_03_87 | 65 | 52 | 03 | 87 | Unplasticized polyvinyl chloride (PVC-U) drainage pipes and fittings | 可塑化されていないポリ塩化ビニル（PVC-U）排水管および継手 |  | 90-10-20/354 Unplasticized polyvinyl chloride (PVC-U) above ground drainage pipelines; |  | Unplasticized polyvinyl chloride (pvc-u) above ground drainage pipelines are described by characteristics such as third party product certification, nominal sizes and colour. An example use may be within an internal gravity rainwater drainage system.
Pr_65_52_03_88 | 65 | 52 | 03 | 88 | Unplasticized polyvinyl chloride (PVC-U) rainwater pipes and fittings | 可塑化されていないポリ塩化ビニル（PVC-U）雨水管および継手 |  | 90-10-20/318 Unplasticized polyvinyl chloride (PVC-U) external rainwater pipelines; |  | Unplasticized polyvinyl chloride (pvc-u) external rainwater pipelines are described by characteristics such as third party product certification, recycled content and section. An example use may be within an external gravity rainwater drainage system.
Pr_65_52_03_99 | 65 | 52 | 03 | 99 | Zinc rainwater pipes and fittings | 亜鉛雨水管および付属品 |  | 90-10-20/320 Zinc external rainwater pipelines; |  | Zinc external rainwater pipelines are described by characteristics such as section, size (nominal) and thickness or gauge. An example use may be within an external gravity rainwater drainage system.
Pr_65_52_07 | 65 | 52 | 07 |  | Below-ground and pressure drainage pipes and fittings | 地下および圧力排水管および付属品 |  |  |  | Adaptors for above ground pipe connections to clay drainage pipelines are described by characteristics such as third party product certification and size. An example use may be within a below ground foul wastewater gravity drainage pipeline system.
Pr_65_52_07_02 | 65 | 52 | 07 | 02 | Adaptors for above-ground pipe connections to clay drainage pipelines | 粘土排水パイプラインへの地上パイプ接続用のアダプター |  | 90-10-20/452 Adaptors for above ground pipe connections to clay drainage pipelines; |  | Adaptors for above ground pipe connections to clay drainage pipelines are described by characteristics such as third party product certification and size. An example use may be within a below ground foul wastewater gravity drainage pipeline system.
Pr_65_52_07_03 | 65 | 52 | 07 | 03 | Adaptors for above-ground pipe connections to plastics drainage pipelines | プラスチック排水パイプラインへの地上パイプ接続用のアダプター |  | 90-10-20/454 Adaptors for above ground pipe connections to plastics drainage pipelines; |  | Adaptors for above ground pipe connections to plastics drainage pipelines are described by characteristics such as third party product certification and size. An example use may be within a below ground foul wastewater gravity drainage pipeline system.
Pr_65_52_07_13 | 65 | 52 | 07 | 13 | Clay below-ground drainage pipes and fittings | 粘土の地下排水管および付属品
Pr_65_52_07_15 | 65 | 52 | 07 | 15 | Concrete perforated below-ground drainage pipes and fittings | コンクリート製の穴あき地下排水管および付属品 |  | 90-10-20/408 Precast concrete perforated below ground drainage pipelines for flexible jointing; |  | Precast concrete perforated below ground drainage pipelines for flexible jointing are described by characteristics such as standards, form and sizes (nominal). An example use may be within a porous asphalt concrete sports paving system.
Pr_65_52_07_16 | 65 | 52 | 07 | 16 | Concrete plain wall below-ground drainage pipes and fittings | コンクリート無地壁地下排水管および付属品 |  | 90-10-20/428 Precast concrete plain wall below ground drainage pipelines for flexible jointing; |  | Precast concrete plain wall below ground drainage pipelines for flexible jointing are described by characteristics such as standards, sizes (nominal) and form. An example use may be within a precast concrete wall system.
Pr_65_52_07_25 | 65 | 52 | 07 | 25 | Ductile iron pressure pipes and fittings | ダクタイル鋳鉄製の圧力パイプ・継手 |  | 90-10-20/438 Ductile iron pressure pipelines to BS EN 598; |  | Ductile iron pressure pipelines to bs en 598 are described by characteristics such as sizes (nominal), additional corrosion protection and jointing type. An example use may be within a below ground private packaged pumping station and pressure pipeline drainage system.
Pr_65_52_07_27 | 65 | 52 | 07 | 27 | Filtration drainage pipes and fittings | ろ過排水管および付属品
Pr_65_52_07_28 | 65 | 52 | 07 | 28 | Flexible couplings between below-ground drainage pipes | 地下排水管間の柔軟なカップリング |  | 90-10-20/458 Flexible couplings between below ground drainage pipelines; |  | Flexible couplings between below ground drainage pipelines are described by characteristics such as standards, third party product certification and materials. An example use may be within a below ground foul wastewater gravity drainage pipeline system.
Pr_65_52_07_34 | 65 | 52 | 07 | 34 | Grey cast iron below-ground drainage pipes and fittings | ねずみ鋳鉄の地下排水管および付属品 |  | 90-10-20/420 Grey cast iron below ground drainage pipelines to BS EN 877; |  | Grey cast iron below ground drainage pipelines to bs en 877 are described by characteristics such as sizes (nominal), factory finishes and jointing type. An example use may be within a below ground foul wastewater gravity drainage pipeline system.
Pr_65_52_07_36 | 65 | 52 | 07 | 36 | High-density polyethylene (HDPE) pressure pipes and fittings | 高密度ポリエチレン（HDPE）圧力パイプ・継手 |  | 90-10-20/440 Polyethylene pressure pipelines; |  | Polyethylene pressure pipelines are described by characteristics such as standards, material designation and pipe standard dimension ratio (sdr). An example use may be within a below ground private packaged pumping station and pressure pipeline drainage system.
Pr_65_52_07_38 | 65 | 52 | 07 | 38 | High-density polyethylene (HDPE) structured wall below-ground drainage pipes and fittings | 高密度ポリエチレン（HDPE）構造の壁地下排水管および付属品 |  | 90-10-20/422 Polyethylene (HDPE) structured wall below ground drainage pipelines for flexible jointing; |  | Polyethylene (hdpe) structured wall below ground drainage pipelines for flexible jointing are described by characteristics such as standards, material and puncture resistance and longitudinal bending. An example use may be within a below ground foul wastewater gravity drainage pipeline system.
Pr_65_52_07_40 | 65 | 52 | 07 | 40 | High-density polyethylene (HDPE) structured wall perforated below-ground drainage pipes and fittings for flexible jointing | 高密度ポリエチレン（HDPE）構造の壁穴あき地下排水管およびフレキシブルジョイント用継手 |  | 90-10-20/404 Polyethylene (HDPE) structured wall perforated below ground drainage pipelines for flexible jointing; |  | Polyethylene (hdpe) structured wall perforated below ground drainage pipelines for flexible jointing are described by characteristics such as standards, material and form. An example use may be within a modular plastics soakaway system for below ground surface water drainage.
Pr_65_52_07_58 | 65 | 52 | 07 | 58 | Oriented unplasticized polyvinyl chloride (PVC-O) pressure pipes and fittings | 配向された非可塑化ポリ塩化ビニル（PVC-O）圧力パイプおよび継手 |  | 90-10-20/444 PVC-O pressure pipelines; |  | Pvc-o pressure pipelines are described by characteristics such as pressure rating, colour and sizes (nominal). An example use may be within a below ground private packaged pumping station and pressure pipeline drainage system.
Pr_65_52_07_63 | 65 | 52 | 07 | 63 | Plastics flexible (coil) perforated wall below-ground drainage pipes and fittings | プラスチック製の柔軟な（コイル）穴あき壁地下排水管および付属品 |  | 90-10-20/402 Plastics flexible perforated wall below ground drainage pipelines (coil); |  | Plastics flexible perforated wall below ground drainage pipelines (coil) are described by characteristics such as material, colour and sizes. An example use may be within a porous asphalt concrete sports paving system.
Pr_65_52_07_64 | 65 | 52 | 07 | 64 | Polypropylene (PP) solid wall below-ground drainage pipes and fittings | ポリプロピレン（PP）固体壁地下排水管および付属品 |  | 90-10-20/426 Polypropylene solid wall below ground drainage pipelines for flexible jointing; |  | Polypropylene solid wall below ground drainage pipelines for flexible jointing are described by characteristics such as application area code, recycled content and sizes (nominal). An example use may be within a precast concrete wall system.
Pr_65_52_07_65 | 65 | 52 | 07 | 65 | Polypropylene (PP) structured wall below-ground drainage pipes and fittings | ポリプロピレン（PP）構造壁地下排水管および付属品 |  | 90-10-20/424 Polypropylene (PP) structured wall below ground drainage pipelines for flexible jointing; |  | Polypropylene (pp) structured wall below ground drainage pipelines for flexible jointing are described by characteristics such as standards, material and puncture resistance and longitudinal bending. An example use may be within a below ground foul wastewater gravity drainage pipeline system.
Pr_65_52_07_66 | 65 | 52 | 07 | 66 | Polypropylene (PP) structured wall perforated below-ground drainage pipes and fittings | ポリプロピレン（PP）構造の壁に穴が開いた地下排水管および付属品 |  | 90-10-20/406 Polypropylene (PP) structured wall perforated below ground drainage pipelines for flexible jointing; |  | Polypropylene (pp) structured wall perforated below ground drainage pipelines for flexible jointing are described by characteristics such as standards, material and form. An example use may be within a modular plastics soakaway system for below ground surface water drainage.
Pr_65_52_07_75 | 65 | 52 | 07 | 75 | Saddle connectors to below-ground drainage pipes | 地下排水管へのサドルコネクタ |  | 90-10-20/456 Saddle connectors to below ground drainage pipelines; |  | Saddle connectors to below ground drainage pipelines are described by characteristics such as material, third party product certification and sizes (nominal). An example use may be within a below ground foul wastewater gravity drainage pipeline system.
Pr_65_52_07_84 | 65 | 52 | 07 | 84 | Steel-reinforced polyethylene composite structured wall below-ground drainage pipelines | 鋼強化ポリエチレン複合構造壁地下排水パイプライン |  | 90-10-20/478 Steel reinforced polyethylene composite structured wall below ground drainage pipelines for flexible jointing; |  | Steel reinforced polyethylene composite structured wall below ground drainage pipelines for flexible jointing are described by characteristics such as standards, sizes (nominal) and length.
Pr_65_52_07_87 | 65 | 52 | 07 | 87 | Unplasticized polyvinyl chloride (PVC-U) pressure pipes and fittings | 可塑化されていないポリ塩化ビニル（PVC-U）の圧力パイプ・継手 |  | 90-10-20/446 PVC-U pressure pipelines; |  | Pvc-u pressure pipelines are described by characteristics such as standards, pipe series and colour. An example use may be within a rock bolting system.
Pr_65_52_07_88 | 65 | 52 | 07 | 88 | Unplasticized polyvinyl chloride (PVC-U) solid wall below-ground drainage pipes and fittings | 可塑化されていないポリ塩化ビニル（PVC-U）の固体壁地下排水管・継手 |  | 90-10-20/430 PVC-U solid wall below ground drainage pipelines for flexible jointing; |  | Pvc-u solid wall below ground drainage pipelines for flexible jointing are described by characteristics such as class, application area code and recycled content. An example use may be within a precast concrete wall system.
Pr_65_52_07_89 | 65 | 52 | 07 | 89 | Unplasticized polyvinyl chloride (PVC-U) solid wall perforated below-ground drainage pipes and fittings | 可塑化されていないポリ塩化ビニル（PVC-U）のソリッドウォール穴あき地下排水管・継手 |  | 90-10-20/410 PVC-U solid wall perforated below ground drainage pipelines for flexible jointing; |  | Pvc-u solid wall perforated below ground drainage pipelines for flexible jointing are described by characteristics such as class, application area code and form. An example use may be within a fin drain piped system for land drainage.
Pr_65_52_07_90 | 65 | 52 | 07 | 90 | Unplasticized polyvinyl chloride (PVC-U) structured wall below-ground drainage pipes and fittings | 可塑化されていないポリ塩化ビニル（PVC-U）構造壁地下排水管・継手 |  | 90-10-20/432 PVC-U structured wall below ground drainage pipelines for flexible jointing; |  | Pvc-u structured wall below ground drainage pipelines for flexible jointing are described by characteristics such as standards, material and puncture resistance and longitudinal bending. An example use may be within a below ground foul wastewater gravity drainage pipeline system.
Pr_65_52_07_91 | 65 | 52 | 07 | 91 | Unplasticized polyvinyl chloride (PVC-U) structured wall perforated below-ground drainage pipe and fittings | 可塑化されていないポリ塩化ビニル（PVC-U）構造壁穴あき地下排水管・継手 |  | 90-10-20/412 PVC-U structured wall perforated below ground drainage pipelines for flexible jointing; |  | Pvc-u structured wall perforated below ground drainage pipelines for flexible jointing are described by characteristics such as standards, material and form. An example use may be within a modular plastics soakaway system for below ground surface water drainage.
Pr_65_52_07_92 | 65 | 52 | 07 | 92 | Unplasticized polyvinyl chloride alloy (PVC-A) pressure pipes and fittings | 可塑化されていないポリ塩化ビニルアロイ（PVC-A）の圧力パイプ・継手 |  | 90-10-20/442 PVC-A pressure pipelines; |  | Pvc-a pressure pipelines are described by characteristics such as pressure rating, colour and sizes (nominal). An example use may be within a below ground private packaged pumping station and pressure pipeline drainage system.
Pr_65_52_07_94 | 65 | 52 | 07 | 94 | Vitrified clay perforated below-ground drainage pipes and fittings | ビトリファイドクレイ穴あき地下排水管・継手 |  | 90-10-20/414 Vitrified clay perforated below ground drainage pipelines for flexible jointing; |  | Vitrified clay perforated below ground drainage pipelines for flexible jointing are described by characteristics such as material and standard, form and sizes (nominal). An example use may be within a fin drain piped system for land drainage.
Pr_65_52_07_96 | 65 | 52 | 07 | 96 | Vitrified clay plain wall below-ground drainage open butt joint pipes (land drainage tiles) and fittings | ビトリファイドクレイプレーンウォール、地下排水オープンバットジョイントパイプ（土地排水タイル）・継手 |  | 90-10-20/416 Vitrified clay plain wall below ground drainage open butt joint pipelines (land drainage tiles); |  | Vitrified clay plain wall below ground drainage open butt joint pipelines (land drainage tiles) are described by characteristics such as material and standard, sizes (nominal) and jointing type. An example use may be within a pipe drain system for subsoil drainage.
Pr_65_52_07_97 | 65 | 52 | 07 | 97 | Vitrified clay plain wall below-ground drainage pipes and fittings for flexible jointing | ビトリファイドクレイプレーンウォール地下排水パイプおよびフレキシブルジョイント用継手 |  | 90-10-20/434 Vitrified clay plain wall below ground drainage pipelines for flexible jointing; |  | Vitrified clay plain wall below ground drainage pipelines for flexible jointing are described by characteristics such as material and standard, sizes (nominal) and crushing strength (minimum). An example use may be within a precast concrete wall system.
Pr_65_52_07_98 | 65 | 52 | 07 | 98 | Vitrified clay plain wall below-ground drainage pipes and fittings for rigid jointing | ビトリファイドクレイプレーンウォール地下排水パイプおよび固定接合用継手 |  | 90-10-20/436 Vitrified clay plain wall below ground drainage pipelines for rigid jointing; |  | Vitrified clay plain wall below ground drainage pipelines for rigid jointing are described by characteristics such as material and standard, sizes (nominal) and strength class. An example use may be within a below ground foul wastewater gravity drainage pipeline system.
Pr_65_52_20 | 65 | 52 | 20 |  | Culverts | 暗渠 |  |  |  | Precast concrete box culverts are described by characteristics such as sizes, cement type and content and jointing type. An example use may be within a rigid attenuation or storage tank system for below ground surface water drainage.
Pr_65_52_20_15 | 65 | 52 | 20 | 15 | Concrete arch culverts | コンクリートアーチカルバート
Pr_65_52_20_16 | 65 | 52 | 20 | 16 | Concrete box culverts | コンクリートボックスカルバート |  | 90-05-20/440 Precast concrete box culverts; |  | Precast concrete box culverts are described by characteristics such as sizes, cement type and content and jointing type. An example use may be within a rigid attenuation or storage tank system for below ground surface water drainage.
Pr_65_52_20_17 | 65 | 52 | 20 | 17 | Concrete bridge culverts | コンクリート橋カルバート
Pr_65_52_20_18 | 65 | 52 | 20 | 18 | Concrete pipe arch culverts | コンクリート管アーチ暗渠
Pr_65_52_20_19 | 65 | 52 | 20 | 19 | Concrete pipe culverts | コンクリート管カルバート
Pr_65_52_20_20 | 65 | 52 | 20 | 20 | Corrugated steel pipe culverts | コルゲート鋼管カルバート
Pr_65_52_20_84 | 65 | 52 | 20 | 84 | Structural plate corrugated steel pipe culverts | 構造プレートコルゲート鋼管カルバート
Pr_65_52_24 | 65 | 52 | 24 |  | Drainage gullies and channels | 排水溝と水路 |  |  |  | Cast iron composite gullies are described by characteristics such as standards, third party product certification and components. An example use may be within a below ground combined gravity drainage pipeline system.
Pr_65_52_24_11 | 65 | 52 | 24 | 11 | Carriageway kerb and drainage channels | 車道の縁石と排水路
Pr_65_52_24_12 | 65 | 52 | 24 | 12 | Cast iron composite gullies | 鋳鉄複合ガリー |  | 90-05-20/410 Cast iron composite gullies; |  | Cast iron composite gullies are described by characteristics such as standards, third party product certification and components. An example use may be within a below ground combined gravity drainage pipeline system.
Pr_65_52_24_13 | 65 | 52 | 24 | 13 | Cast iron one-piece gullies | 鋳鉄ワンピースガリー |  | 90-05-20/400 Cast iron one piece gullies; |  | Cast iron one piece gullies are described by characteristics such as standards, third party product certification and form. An example use may be within a below ground combined gravity drainage pipeline system.
Pr_65_52_24_14 | 65 | 52 | 24 | 14 | Cast iron rodding eyes | 鋳鉄のロッドアイ |  | 90-05-20/332 Cast iron rodding eyes; |  | Cast iron rodding eyes are described by characteristics such as outlet size, cover plates and integral accessories.
Pr_65_52_24_15 | 65 | 52 | 24 | 15 | Cast iron sealed access pipes | 鋳鉄製アクセスパイプ |  | 90-05-20/330 Cast iron sealed access pipes; |  | Cast iron sealed access pipes are described by characteristics such as size (nominal), branch arms and cover plates. An example use may be within a precast concrete deep manhole system for below ground drainage.
Pr_65_52_24_18 | 65 | 52 | 24 | 18 | Concrete one-piece gullies | コンクリートワンピースガリー |  | 90-05-20/402 Concrete one piece gullies; |  | Concrete one piece gullies are described by characteristics such as standards, third party product certification and concrete quality. An example use may be within a below ground combined gravity drainage pipeline system.
Pr_65_52_24_24 | 65 | 52 | 24 | 24 | Drainage channels with gratings | 格子付き排水路 |  | 90-05-20/422 Drainage channels with gratings; |  | Drainage channels with gratings are described by characteristics such as channels, gratings and load class (minimum). An example use may be within a below ground combined gravity drainage pipeline system.
Pr_65_52_24_26 | 65 | 52 | 24 | 26 | Filtration drainage channels | ろ過排水路 |  | 90-05-20/424 Filtration drainage channels; |  | Filtration drainage channels are described by characteristics such as size, finish and colour. An example use may be within a below ground combined gravity drainage pipeline system.
Pr_65_52_24_28 | 65 | 52 | 24 | 28 | Floor channels | 床チャンネル |  | 90-05-20/302 Floor channels; |  | Floor channels are described by characteristics such as floor finish, body and integral accessories. An example use may be within an above ground wastewater drainage system with external stacks.
Pr_65_52_24_29 | 65 | 52 | 24 | 29 | Floor channel covers and gratings | フロアチャネルカバーと格子 |  | 90-05-20/304 Covers and gratings for floor channels; |  | Covers and gratings for floor channels are described by characteristics such as cover type, loading and material. An example use may be within an above ground wastewater drainage system with external stacks.
Pr_65_52_24_30 | 65 | 52 | 24 | 30 | Floor gully covers and gratings | フロアガリーカバーとグレーチング |  | 90-05-20/308 Covers and gratings for floor gullies; |  | Covers and gratings for floor gullies are described by characteristics such as cover type, form and loading. An example use may be within an above ground wastewater drainage system with external stacks.
Pr_65_52_24_31 | 65 | 52 | 24 | 31 | Floor gullies | 排水金物(床用)、共栓付床排水金物、間接排水口、排水金物 SNA・SNB・SNC |  | 90-05-20/306 Floor gullies; |  | Floor gullies are described by characteristics such as floor finish, floor gullies and outlet. An example use may be within an above ground wastewater drainage system with external stacks.
Pr_65_52_24_47 | 65 | 52 | 24 | 47 | Linear slot drainage channels | 線形スロット排水路 |  | 90-05-20/426 Linear slot drainage channels; |  | Linear slot drainage channels are described by characteristics such as channels, slot body and load class (minimum). An example use may be within a below ground combined gravity drainage pipeline system.
Pr_65_52_24_59 | 65 | 52 | 24 | 59 | Plastics composite gullies | プラスチック複合ガリー |  | 90-05-20/412 Plastics composite gullies; |  | Plastics composite gullies are described by characteristics such as standards, third party product certification and components. An example use may be within a below ground combined gravity drainage pipeline system.
Pr_65_52_24_60 | 65 | 52 | 24 | 60 | Plastics one-piece gullies | プラスチックワンピースガリー |  | 90-05-20/404 Plastics one piece gullies; |  | Plastics one piece gullies are described by characteristics such as standards, third party product certification and form. An example use may be within a below ground combined gravity drainage pipeline system.
Pr_65_52_24_61 | 65 | 52 | 24 | 61 | Plastics rodding eyes | プラスチックロッドアイ |  | 90-05-20/348 Plastics rodding eyes; |  | Plastics rodding eyes are described by characteristics such as material and standard, outlet size and cover plates. An example use may be within a pressure relief filter drain system.
Pr_65_52_24_64 | 65 | 52 | 24 | 64 | Polypropylene (PP) composite gullies | ポリプロピレン（PP）複合ガリー |  | 90-05-20/414 Polypropylene composite gullies; |  | Polypropylene composite gullies are described by characteristics such as standards, components and integral accessories. An example use may be within a below ground combined gravity drainage pipeline system.
Pr_65_52_24_65 | 65 | 52 | 24 | 65 | Polypropylene (PP) one-piece gullies | ポリプロピレン（PP）ワンピースガリー |  | 90-05-20/406 Polypropylene one piece gullies; |  | Polypropylene one piece gullies are described by characteristics such as standards, form and sizes. An example use may be within a below ground combined gravity drainage pipeline system.
Pr_65_52_24_73 | 65 | 52 | 24 | 73 | Rat barrier pipes | ラットバリアパイプ |  | 90-10-60/440 Rat barrier pipes; |  | Rat barrier pipes are described by characteristics such as material, sizes (nominal) and integral accessories. An example use may be within a raised formal pond system.
Pr_65_52_24_85 | 65 | 52 | 24 | 85 | Stainless steel rodding eyes | 床上掃除口 COA・COB |  | 90-05-20/334 Stainless steel rodding eyes; |  | Stainless steel rodding eyes are described by characteristics such as sizes (nominal), cover plates and integral accessories.
Pr_65_52_24_91 | 65 | 52 | 24 | 91 | Vitrified clay access chamber channels | ガラス化したクレイアクセスチャンバーチャネル |  | 90-05-20/380 Vitrified clay channels for access chambers; |  | Vitrified clay channels for access chambers are described by characteristics such as material and standard, main channels and branch connectors. An example use may be within a precast concrete deep manhole system for below ground drainage.
Pr_65_52_24_92 | 65 | 52 | 24 | 92 | Vitrified clay composite gullies | ガラス化した粘土複合ガリー |  | 90-05-20/416 Vitrified clay composite gullies; |  | Vitrified clay composite gullies are described by characteristics such as standards, third party product certification and components. An example use may be within a below ground combined gravity drainage pipeline system.
Pr_65_52_24_94 | 65 | 52 | 24 | 94 | Vitrified clay one-piece gullies | ビトリファイドクレイワンピースガリー |  | 90-05-20/408 Vitrified clay one piece gullies; |  | Vitrified clay one piece gullies are described by characteristics such as standards, third party product certification and form. An example use may be within a below ground combined gravity drainage pipeline system.
Pr_65_52_24_95 | 65 | 52 | 24 | 95 | Vitrified clay rodding eyes | ガラス化したクレイのロッドアイ |  | 90-05-20/384 Vitrified clay rodding eyes; |  | Vitrified clay rodding eyes are described by characteristics such as material and standard, outlet size and cover plates. An example use may be within a pressure relief filter drain system.
Pr_65_52_24_96 | 65 | 52 | 24 | 96 | Vitrified clay sealed access pipes | ビトリファイドクレイシールドアクセスパイプ |  | 90-05-20/382 Vitrified clay sealed access pipes; |  | Vitrified clay sealed access pipes are described by characteristics such as material and standard, size (nominal) and junction type. An example use may be within a precast concrete deep manhole system for below ground drainage.
Pr_65_52_25 | 65 | 52 | 25 |  | Drainage traps and accessories | 排水トラップと付属品 |  |  |  | Grease traps and converters (below ground) are described by characteristics such as standards, third party product certification and material. An example use may be within a packaged grease trap system for below ground domestic wastewater drainage.
Pr_65_52_25_06 | 65 | 52 | 25 | 06 | Below-ground grease traps and converters | グリーストラップ |  | 90-05-20/312 Grease traps and converters (below ground); |  | Grease traps and converters (below ground) are described by characteristics such as standards, third party product certification and material. An example use may be within a packaged grease trap system for below ground domestic wastewater drainage.
Pr_65_52_25_15 | 65 | 52 | 25 | 15 | Concrete silt traps | コンクリートシルトトラップ |  | 90-05-20/434 Concrete silt traps; |  | Concrete silt traps are described by characteristics such as third party product certification, sizes and inlet. An example use may be within a below ground combined gravity drainage pipeline system.
Pr_65_52_25_23 | 65 | 52 | 25 | 23 | Depressurization sumps | 減圧サンプ |  | 90-05-20-448 Depressurization sumps; |  | Depressurization sumps are described by characteristics such as sump and inlets/ outlets. An example use may be within a ground gas collection and venting system.
Pr_65_52_25_27 | 65 | 52 | 25 | 27 | Enzyme dosing units | 酵素投与ユニット |  | 90-05-20/450 Enzyme dosing control units; |  | Enzyme dosing control units are described by characteristics such as inflows, outflows and capacity.
Pr_65_52_25_32 | 65 | 52 | 25 | 32 | Free-standing grease traps and converters | 自立型グリーストラップとコンバーター |  | 90-05-20/310 Freestanding grease traps and converters; |  | Freestanding grease traps and converters are described by characteristics such as standards, third party product certification and material. An example use may be within a commercial catering wastewater drainage system.
Pr_65_52_25_60 | 65 | 52 | 25 | 60 | Petrol interceptors | オイルトラップ
Pr_65_52_25_62 | 65 | 52 | 25 | 62 | Plastics silt traps | プラスチック製シルトトラップ |  | 90-05-20/436 Plastics silt traps; |  | Plastics silt traps are described by characteristics such as inlet, outlet and silt buckets. An example use may be within a below ground combined gravity drainage pipeline system.
Pr_65_52_25_72 | 65 | 52 | 25 | 72 | Reverse action interceptors | 逆作用インターセプター
Pr_65_52_25_75 | 65 | 52 | 25 | 75 | Sanitary appliance traps | 床排水トラップ T5A・T5B、変形P形床排水トラップ T16A・T16B、P形床排水トラップ T3A・T3B、流しトラップ T14A・T14B |  | 90-10-60/410 Sanitary appliance traps; |  | Sanitary appliance traps are described by characteristics such as third party product certification, trap and jointing. An example use may be within a commercial catering wastewater drainage system.
Pr_65_52_25_78 | 65 | 52 | 25 | 78 | Silt buckets | シルトバケット |  | 90-05-20/430 Silt buckets; |  | Silt buckets are described by characteristics such as material and size (nominal). An example use may be within a below ground combined gravity drainage pipeline system.
Pr_65_52_25_93 | 65 | 52 | 25 | 93 | Vitrified clay interceptor traps | ビトリファイドクレイインターセプタートラップ |  | 90-05-20/386 Vitrified clay interceptor traps; |  | Vitrified clay interceptor traps are described by characteristics such as material and standard, outlets and jointing type.
Pr_65_52_25_96 | 65 | 52 | 25 | 96 | Vitrified clay silt traps | ガラス化した粘土シルトトラップ |  | 90-05-20/432 Vitrified clay silt traps; |  | Vitrified clay silt traps are described by characteristics such as third party product certification, form and inlet. An example use may be within a below ground combined gravity drainage pipeline system.
Pr_65_52_25_98 | 65 | 52 | 25 | 98 | Waste traps | 床排水トラップ T5A・T5B、変形P形床排水トラップ T16A・T16B、P形床排水トラップ T3A・T3B、Uトラップ、洗濯機用トラップ、空調機トラップ、プラスタートラップ、ドラムトラップ
Pr_65_52_34 | 65 | 52 | 34 |  | Gauges and sight glasses | ゲージとサイトグラス |  |  |  | Bourdon tube pressure gauges are described by characteristics such as diameter, case and connections. An example use may be within a steam and condensate system.
Pr_65_52_34_08 | 65 | 52 | 34 | 08 | Bourdon tube pressure gauges | 連成計 |  | 90-20-75/395 Bourdon tube pressure gauges; |  | Bourdon tube pressure gauges are described by characteristics such as diameter, case and connections. An example use may be within a steam and condensate system.
Pr_65_52_34_15 | 65 | 52 | 34 | 15 | Combined steam sight glass and check valves | スチームサイトグラスとチェックバルブの組み合わせ |  | 90-20-75/390 Combined sight glass and check valves; |  | Combined sight glass and check valves are described by characteristics such as material, sizes and connections. An example use may be within a steam and condensate system.
Pr_65_52_34_16 | 65 | 52 | 34 | 16 | Contents gauges | 内容ゲージ |  | 90-10-95/450 Tank contents gauges; |  | Tank contents gauges are described by characteristics such as arrangement and float level indicator.
Pr_65_52_34_18 | 65 | 52 | 34 | 18 | Contents sight glasses | コンテンツサイトグラス |  | 90-25-50/410 Sight glasses; |  | Sight glasses are described by characteristics such as diameter and connections. An example use may be within a petrol supply system.
Pr_65_52_34_22 | 65 | 52 | 34 | 22 | Differential pressure gauges | 差圧計 |  | 90-45-10/440 Pressure gauges; |  | Pressure gauges are described by characteristics such as arrangement, gauge markings and accessories.
Pr_65_52_34_24 | 65 | 52 | 34 | 24 | Double window steam sight glasses | 二重窓スチームサイトグラス |  | 90-20-75/375 Double window sight glasses; |  | Double window sight glasses are described by characteristics such as material, sizes and connections. An example use may be within a steam and condensate system.
Pr_65_52_34_46 | 65 | 52 | 34 | 46 | Liquid petroleum gas (LPG) contents gauges | 液体石油ガス（LPG）含有量ゲージ |  | 90-30-50/315 LPG contents gauges; |  | Lpg contents gauges are described by characteristics such as third-party certification and type of gauge. An example use may be within an lpg supply system.
Pr_65_52_34_48 | 65 | 52 | 34 | 48 | Manifold gauges | マニホールドゲージ
Pr_65_52_34_50 | 65 | 52 | 34 | 50 | Manometers | 圧力計 |  | 90-45-10/440 Pressure gauges; |  | Pressure gauges are described by characteristics such as arrangement, gauge markings and accessories.
Pr_65_52_34_55 | 65 | 52 | 34 | 55 | Multi-window steam sight glasses | マルチウィンドウスチームサイトグラス |  | 90-20-75/380 Multi window sight glasses; |  | Multi window sight glasses are described by characteristics such as material, sizes and connections. An example use may be within a steam and condensate system.
Pr_65_52_34_65 | 65 | 52 | 34 | 65 | Pressure and altitude gauges | 水高計 |  | 90-10-60/375 Pressure and altitude gauges; |  | Pressure and altitude gauges are described by characteristics such as diameter, case and connections. An example use may be within a solar heating system.
Pr_65_52_34_66 | 65 | 52 | 34 | 66 | Pressure gauges | 圧力計 |  | 90-10-60/370 Pressure gauges; |  | Pressure gauges are described by characteristics such as diameter, scale subdivisions and material. An example use may be within a solar heating system.
Pr_65_52_34_77 | 65 | 52 | 34 | 77 | Single window steam sight glasses | シングルウィンドウスチームサイトグラス |  | 90-20-75/385 Single window sight glasses; |  | Single window sight glasses are described by characteristics such as material, sizes and connections. An example use may be within a steam and condensate system.
Pr_65_52_34_88 | 65 | 52 | 34 | 88 | Temperature gauges | 温度計 |  | 90-10-60/380 Temperature gauges; |  | Temperature gauges are described by characteristics such as format, diameter and case. An example use may be within a solar heating system.
Pr_65_52_38 | 65 | 52 | 38 |  | Hoses, hose reels and ancillaries | ホース、ホースリールおよび付属品 |  |  |  | Hoses, coil are described by characteristics such as material for coil hoses, size and hose length. An example use may be within a compressed air supply system.
Pr_65_52_38_14 | 65 | 52 | 38 | 14 | Compressed air coil hoses | 圧縮空気コイルホース |  | 90-30-10/370 Hoses, coil; |  | Hoses, coil are described by characteristics such as material for coil hoses, size and hose length. An example use may be within a compressed air supply system.
Pr_65_52_38_15 | 65 | 52 | 38 | 15 | Compressed air hose couplings | 圧縮空気ホースカップリング |  | 90-30-10/345 Couplings; |  | Couplings are described by characteristics such as arrangement, size and connections. An example use may be within a compressed air supply system.
Pr_65_52_38_16 | 65 | 52 | 38 | 16 | Compressed air hose reel balancers | 圧縮空気ホースリールバランサー |  | 90-30-10/360 Hose reel balancers; |  | Hose reel balancers are described by characteristics such as size. An example use may be within a compressed air supply system.
Pr_65_52_38_18 | 65 | 52 | 38 | 18 | Compressed air hose reels | 圧縮空気ホースリール |  | 90-30-10/365 Hose reels; |  | Hose reels are described by characteristics such as arrangement and hose length. An example use may be within a compressed air supply system.
Pr_65_52_38_20 | 65 | 52 | 38 | 20 | Crushproof vehicle exhaust hoses | クラッシュプルーフ車両の排気ホース |  | 90-45-95/320 Crushproof hoses; |  | Crushproof hoses are described by characteristics such as diameter, length and temperature rating. An example use may be within a vehicle exhaust extract system.
Pr_65_52_38_30 | 65 | 52 | 38 | 30 | Fire hose reels | 消防ホースリール |  | 90-35-95/340 Hose reels; |  | Hose reels are described by characteristics such as arrangement, operation and hose diameters. An example use may be within a fire hose reel system.
Pr_65_52_38_31 | 65 | 52 | 38 | 31 | Flat irrigation hoses | フラット灌漑ホース |  | 90-15-40/421 Flat hoses; |  | Flat hoses are described by characteristics such as pipe, performance and connections. An example use may be within a drip irrigation system.
Pr_65_52_38_32 | 65 | 52 | 38 | 32 | Foam hose couplings | フォームホースカップリング |  | 90-35-30/370 Instantaneous male couplings; |  | Instantaneous male couplings are described by characteristics such as coupling type. An example use may be within a foam fire fighting system.
Pr_65_52_38_33 | 65 | 52 | 38 | 33 | Gas hose reels | ガスホースリール |  | 90-35-35/375 Hose reels; |  | Hose reels are described by characteristics such as actuation and accessories. An example use may be within a carbon dioxide fire-extinguishing system.
Pr_65_52_38_42 | 65 | 52 | 38 | 42 | Irrigation hoses | 灌漑ホース |  | 90-15-40/423 Irrigation hoses; |  | Irrigation hoses are described by characteristics such as physical properties, performance and emitters. An example use may be within a manual irrigation system.
Pr_65_52_38_48 | 65 | 52 | 38 | 48 | Liquid petroleum gas (LPG) rubber hoses and hose assemblies | 液体石油ガス（LPG）ゴムホースおよびホースアセンブリ |  | 90-30-50/365 Gas rubber hoses and hose assemblies;
Pr_65_52_38_69 | 65 | 52 | 38 | 69 | Quick-release couplings | クイックリリースカップリング
Pr_65_52_38_71 | 65 | 52 | 38 | 71 | Reinforced wall hoses | 強化壁ホース
Pr_65_52_38_84 | 65 | 52 | 38 | 84 | Spiral compressed air hoses | スパイラル圧縮空気ホース |  | 90-30-10/375 Hoses, spiral; |  | Hoses, spiral are described by characteristics such as material for spiral hoses, size and hose length. An example use may be within a compressed air supply system.
Pr_65_52_38_85 | 65 | 52 | 38 | 85 | Spiral plastics hoses | スパイラルプラスチックホース
Pr_65_52_38_86 | 65 | 52 | 38 | 86 | Spring balancer vehicle exhaust hose supports | スプリングバランサー車の排気ホースサポート |  | 90-45-95/350 Spring balancer hose support; |  | Spring balancer hose support are described by characteristics such as hose balancer tension, ratchet mechanism and mounting. An example use may be within a vehicle exhaust extract system.
Pr_65_52_38_94 | 65 | 52 | 38 | 94 | Vehicle exhaust hose reels | 車両排気ホースリール |  | 90-45-95/340 Hose reels; |  | Hose reels are described by characteristics such as arrangement, automatic damper and mounting. An example use may be within a vehicle exhaust extract system.
Pr_65_52_38_95 | 65 | 52 | 38 | 95 | Water hose reels | 水ホースリール
Pr_65_52_38_96 | 65 | 52 | 38 | 96 | Water hoses | 水ホース
Pr_65_52_38_97 | 65 | 52 | 38 | 97 | Water fire extinguishing hose couplings | 水消火ホース継手 |  | 90-35-95/370 Couplings; |  | Couplings are described by characteristics such as coupling type. An example use may be within a dry riser system.
Pr_65_52_38_98 | 65 | 52 | 38 | 98 | WC washdown hoses | トイレウォッシュダウンホース |  | 45-35-70/392 WC washdown hoses; |  | Wc washdown hoses are described by characteristics such as form and materials. An example use may be within a squatting wc assembly.
Pr_65_52_61 | 65 | 52 | 61 |  | Pipe accessories | パイプアクセサリー |  |  |  | Anti climb pipe covers are described by characteristics such as material, section and size. An example use may be within an external gravity rainwater drainage system.
Pr_65_52_61_04 | 65 | 52 | 61 | 04 | Anti-climb pipe covers | 上昇防止パイプカバー |  | 90-10-60/435 Anti climb pipe covers; |  | Anti climb pipe covers are described by characteristics such as material, section and size. An example use may be within an external gravity rainwater drainage system.
Pr_65_52_61_15 | 65 | 52 | 61 | 15 | Concealed intumescent pipe collars | 隠された膨張パイプカラー |  | 45-45-70/436 Pipe collars; |  | Pipe collars are described by characteristics such as position and sizes. An example use may be within an external wall tiling system.
Pr_65_52_61_22 | 65 | 52 | 61 | 22 | Dirt pockets | ダートポケット
Pr_65_52_61_23 | 65 | 52 | 61 | 23 | Discharge and ventilating stack terminations | 排出と換気スタック終端 |  | 90-10-60/437 Discharge and ventilating stack terminations; |  | Discharge and ventilating stack terminations are described by characteristics such as arrangement and material. An example use may be within a basement wastewater drainage system.
Pr_65_52_61_42 | 65 | 52 | 61 | 42 | Insulated wrap pipe collars | 断熱ラップパイプカラー
Pr_65_52_61_50 | 65 | 52 | 61 | 50 | Masking plates | マスキングプレート |  | 90-10-60/395 Masking plates; |  | Masking plates are described by characteristics such as material and format. An example use may be within a chilled water system.
Pr_65_52_61_61 | 65 | 52 | 61 | 61 | Pipe ducts | パイプダクト |  | 90-10-65/440 Pipeducts; |  | Pipeducts are described by characteristics such as arrangement, material and colours. An example use may be within a raised formal pond system.
Pr_65_52_61_62 | 65 | 52 | 61 | 62 | Pipeline supports | 固定箇所 |  | 90-10-65/450 Pipeline supports; |  | Pipeline supports are described by characteristics such as arrangement and material. An example use may be within a raised formal pond system.
Pr_65_52_61_63 | 65 | 52 | 61 | 63 | Pipe sleeves | パイプスリーブ |  | 90-10-60/405 Pipe sleeves; |  | Pipe sleeves are described by characteristics such as material and form. An example use may be within an above ground wastewater drainage system with external stacks.
Pr_65_52_61_64 | 65 | 52 | 61 | 64 | Pipe sleeve seals | パイプスリーブシール |  | 90-10-60/397 Pipe seals; |  | Pipe seals are described by characteristics such as materials and size. An example use may be within an internal gravity rainwater drainage system.
Pr_65_52_61_65 | 65 | 52 | 61 | 65 | Plastics ducts for electric cables | 電気ケーブル用プラスチックダクト |  | 90-10-65/445 Plastic ducts for buried electric cables; |  | Plastic ducts for buried electric cables are described by characteristics such as arrangement, material and colours. An example use may be within a high voltage distribution system.
Pr_65_52_61_68 | 65 | 52 | 61 | 68 | Puddle flanges | 水たまりフランジ |  | 90-10-60/445 Puddle flanges; |  | Puddle flanges are described by characteristics such as material and size. An example use may be within a pumped cold water supply system.
Pr_65_52_61_72 | 65 | 52 | 61 | 72 | Radiator pipe seals | ラジエーターパイプシール |  | 90-10-60/393 Radiator pipe seals; |  | Radiator pipe seals are described by characteristics such as material and seal. An example use may be within a medium temperature hot water heating system.
Pr_65_52_61_86 | 65 | 52 | 61 | 86 | Surface-mounted intumescent pipe collars | 表面実装膨張パイプカラー |  | 45-45-70/436 Pipe collars; |  | Pipe collars are described by characteristics such as position and sizes. An example use may be within an external wall tiling system.
Pr_65_52_61_91 | 65 | 52 | 61 | 91 | Tundishes | タンディッシュ |  | 90-10-60/420 Tundishes; |  | Tundishes are described by characteristics such as material and connections. An example use may be within a chilled water system.
Pr_65_52_61_96 | 65 | 52 | 61 | 96 | Wall collars | ウォールカラー |  | 90-10-60/450 Pipe flange collars; |  | Pipe flange collars are described by characteristics such as material and size. An example use may be within a pumped cold water supply system.
Pr_65_52_61_98 | 65 | 52 | 61 | 98 | Water hammer arrestors | 水撃防止装置
Pr_65_52_62 | 65 | 52 | 62 |  | Pipe jointing materials | パイプ接合材料 |  |  |  | Copper pipeline jointing materials are described by characteristics such as standards.
Pr_65_52_62_03 | 65 | 52 | 62 | 03 | Anaerobic sealants | 嫌気性シーラント
Pr_65_52_62_09 | 65 | 52 | 62 | 09 | Brazing compounds | ろう付け化合物 |  | 90-10-65/320 Copper pipeline jointing materials; |  | Copper pipeline jointing materials are described by characteristics such as standards.
Pr_65_52_62_11 | 65 | 52 | 62 | 11 | Caulking ropes | コーキングロープ |  | 90-10-20/360 Jointing materials for BS 416-1 cast iron socketed above ground drainage pipelines; |  | Jointing materials for bs 416-1 cast iron socketed above ground drainage pipelines are described by characteristics such as material and form.
Pr_65_52_62_25 | 65 | 52 | 62 | 25 | Elastomeric pipe joint gaskets | エラストマー管継手ガスケット |  | 45-75-40/418 Gaskets for flanged and push-fit joints; |  | Gaskets for flanged and push-fit joints are described by characteristics such as configuration, classification and hardness range.
Pr_65_52_62_27 | 65 | 52 | 62 | 27 | Elastomeric ring seals | エラストマーリングシール |  | 90-10-65/380 Jointing materials for plastics tubes; |  | Jointing materials for plastics tubes are described by characteristics such as standards. An example use may be within a raised formal pond system.
Pr_65_52_62_28 | 65 | 52 | 62 | 28 | Flange adaptors | フランジアダプター
Pr_65_52_62_29 | 65 | 52 | 62 | 29 | Flange jointing rings for copper flanges | 銅フランジ用フランジ接合リング |  | 90-10-65/320 Copper pipeline jointing materials; |  | Copper pipeline jointing materials are described by characteristics such as standards.
Pr_65_52_62_30 | 65 | 52 | 62 | 30 | Flange jointing rings for stainless steel flanges | ステンレス鋼フランジ用フランジ接合リング |  | 90-10-65/405 Stainless steel pipeline jointing materials; |  | Stainless steel pipeline jointing materials are described by characteristics such as standards.
Pr_65_52_62_31 | 65 | 52 | 62 | 31 | Flange jointing rings for steel flanges | 鋼製フランジ用フランジ継手リング |  | 90-10-65/425 Steel pipeline jointing materials; |  | Steel pipeline jointing materials are described by characteristics such as standards. An example use may be within a raised formal pond system.
Pr_65_52_62_32 | 65 | 52 | 62 | 32 | Flux | フラックス |  | 90-10-65/405 Stainless steel pipeline jointing materials; |  | Stainless steel pipeline jointing materials are described by characteristics such as standards.
Pr_65_52_62_36 | 65 | 52 | 62 | 36 | Hemps and pastes | 麻とペースト |  | 90-10-65/425 Steel pipeline jointing materials; |  | Steel pipeline jointing materials are described by characteristics such as standards. An example use may be within a raised formal pond system.
Pr_65_52_62_50 | 65 | 52 | 62 | 50 | Mechanical couplings | 機械的カップリング
Pr_65_52_62_62 | 65 | 52 | 62 | 62 | Pipeline connectors | パイプラインコネクタ
Pr_65_52_62_65 | 65 | 52 | 62 | 65 | Polytetrafluoroethylene (PTFE) joint tapes | ポリテトラフルオロエチレン（PTFE）ジョイントテープ |  | 90-10-20/362 PTFE tape for threaded joints;
Pr_65_52_62_71 | 65 | 52 | 62 | 71 | Resin-modified cements | 樹脂変性セメント |  | 90-10-20/360 Jointing materials for BS 416-1 cast iron socketed above ground drainage pipelines; |  | Jointing materials for bs 416-1 cast iron socketed above ground drainage pipelines are described by characteristics such as material and form.
Pr_65_52_62_81 | 65 | 52 | 62 | 81 | Solders | はんだ |  | 90-10-65/320 Copper pipeline jointing materials; |  | Copper pipeline jointing materials are described by characteristics such as standards.
Pr_65_52_62_82 | 65 | 52 | 62 | 82 | Solvent-welding cements | 溶剤溶接セメント |  | 90-10-20/364 Solvent welding cement; |  | Solvent welding cement are described by characteristics such as form.
Pr_65_52_63 | 65 | 52 | 63 |  | Pipes and fittings | 通気管 |  |  |  | Abs pipe fittings are described by characteristics such as fitting types and colour. An example use may be within an aspirating smoke detector system.
Pr_65_52_63_03 | 65 | 52 | 63 | 03 | Acrylonitrile butadiene styrene (ABS) pipe and fittings | ABS樹脂パイプ・継手 |  | 90-75-30/313 ABS pipe fittings; |  | Abs pipe fittings are described by characteristics such as fitting types and colour. An example use may be within an aspirating smoke detector system.
Pr_65_52_63_14 | 65 | 52 | 63 | 14 | Chlorinated polyvinyl chloride (PVC-C) pipelines | 塩素化ポリ塩化ビニル（PVC-C）パイプライン |  | 90-10-65/345 Chlorinated polyvinylchloride (PVC-C) pipelines; |  | Chlorinated polyvinylchloride (pvc-c) pipelines are described by characteristics such as standards, colour and options. An example use may be within a drip irrigation system.
Pr_65_52_63_17 | 65 | 52 | 63 | 17 | Copper pipelines | 銅パイプライン |  | 90-10-65/310 Copper pipelines; |  | Copper pipelines are described by characteristics such as grade, finish and options. An example use may be within a biofuel supply system.
Pr_65_52_63_18 | 65 | 52 | 63 | 18 | Copper pipeline fittings | 銅パイプライン継手 |  | 90-10-65/315 Copper pipeline fittings; |  | Copper pipeline fittings are described by characteristics such as standards.
Pr_65_52_63_20 | 65 | 52 | 63 | 20 | Copper refrigerant pipelines | 銅冷媒パイプライン |  | 90-10-65/390 Refrigerant pipelines and fittings; |  | Refrigerant pipelines and fittings are described by characteristics such as pipelines. An example use may be within a room air conditioning system.
Pr_65_52_63_22 | 65 | 52 | 63 | 22 | Corrugated stainless steel pipes and fittings | コルゲートステンレスパイプおよび継手 |  | 90-10-65/410 Corrugated stainless steel for gaseous fuels; |  | Corrugated stainless steel for gaseous fuels are described by characteristics such as finish. An example use may be within a natural gas supply system.
Pr_65_52_63_23 | 65 | 52 | 63 | 23 | Cross-linked polyethylene (PE-X) pipes and fittings | 架橋ポリエチレン（PE-X）パイプおよび継手 |  | 90-10-65/350 Cross linked polyethylene (PE-X) pipelines; |  | Cross linked polyethylene (pe-x) pipelines are described by characteristics such as standards, colour and options. An example use may be within a drip irrigation system.
Pr_65_52_63_25 | 65 | 52 | 63 | 25 | Ductile iron pipes and fittings | ダクタイル鋳鉄管および付属品 |  | 90-10-65/325 Ductile iron pipelines; |  | Ductile iron pipelines are described by characteristics such as jointing, external finish and internal finish. An example use may be within a fire hydrant system.
Pr_65_52_63_29 | 65 | 52 | 63 | 29 | Flexible composite pipelines for liquid fuels | 液体燃料用の柔軟な複合パイプライン |  | 90-10-65/305 Continuous flexible composite pipelines for liquid fuels; |  | Continuous flexible composite pipelines for liquid fuels are described by characteristics such as pipes and protection. An example use may be within a biodiesel supply system.
Pr_65_52_63_32 | 65 | 52 | 63 | 32 | Glass pipelines | ガラスパイプライン |  | 90-10-65/330 Glass pipelines; |  | Glass pipelines are described by characteristics such as pipes, fittings and options.
Pr_65_52_63_33 | 65 | 52 | 63 | 33 | Glass-reinforced plastics (GRP) pressure pipes and fittings | ガラス強化プラスチック（GRP）圧力パイプおよび継手 |  | 90-10-65/332 GRP pressure pipes; |  | Grp pressure pipes are described by characteristics such as shape, colour and support.
Pr_65_52_63_35 | 65 | 52 | 63 | 35 | Glass-reinforced plastics (GRP) pipe and fittings for liquid fuels | ガラス強化プラスチック（GRP）パイプおよび液体燃料用継手 |  | 90-10-65/333 Glass reinforced plastics (GRP) pipelines for liquid fuels; |  | Glass-reinforced plastics (grp) pipelines for liquid fuels are described by characteristics such as material and protection. An example use may be within a biodiesel supply system.
Pr_65_52_63_46 | 65 | 52 | 63 | 46 | Lead pipes and fittings | リードパイプと継手
Pr_65_52_63_50 | 65 | 52 | 63 | 50 | Medical gas copper tube | 医療用ガス銅管 |  | 90-30-55/332 Medical gases copper tubes; |  | Medical gases copper tubes are described by characteristics such as fittings. An example use may be within a medical nitrous oxide supply system.
Pr_65_52_63_54 | 65 | 52 | 63 | 54 | Multilayer pipelines for gaseous fuels | 気体燃料用の多層パイプライン |  | 90-10-65/340 Multilayer pipelines for gaseous fuels; |  | Multilayer pipelines for gaseous fuels are described by characteristics such as options. An example use may be within a natural gas supply system.
Pr_65_52_63_55 | 65 | 52 | 63 | 55 | Multilayer pipelines for water | 水の多層パイプライン |  | 90-10-65/335 Multilayer pipelines for water; |  | Multilayer pipelines for water are described by characteristics such as pipe, fittings and options. An example use may be within a rainwater reclamation system.
Pr_65_52_63_60 | 65 | 52 | 63 | 60 | Polybutylene (PB) pipes and fittings | ポリブチレン（PB）パイプおよび継手 |  | 90-10-65/355 Polybutylene (PB) pipelines; |  | Polybutylene (pb) pipelines are described by characteristics such as standards, colour and options. An example use may be within a drip irrigation system.
Pr_65_52_63_62 | 65 | 52 | 63 | 62 | Polyethylene (PE) gaseous fuel pipes and fittings | ポリエチレン（PE）ガス燃料パイプおよび継手 |  | 90-10-65/360 Polyethylene (PE) pipelines for gaseous fuels; |  | Polyethylene (pe) pipelines for gaseous fuels are described by characteristics such as standards, colour and options. An example use may be within a natural gas supply system.
Pr_65_52_63_63 | 65 | 52 | 63 | 63 | Polyethylene (PE) water pipes and fittings | ポリエチレン（PE）の水道管および付属品 |  | 90-10-65/365 Polyethylene (PE) pipelines for water supply; |  | Polyethylene (pe) pipelines for water supply are described by characteristics such as standards, colour and options. An example use may be within a drip irrigation system.
Pr_65_52_63_64 | 65 | 52 | 63 | 64 | Polyethylene (PE) pipes for liquid fuels | 液体燃料用ポリエチレン（PE）パイプ |  | 90-10-65/367 Polyethylene (PE) pipelines for liquid fuels; |  | Polyethylene (pe) pipelines for liquid fuels are described by characteristics such as pipes and protection. An example use may be within a biodiesel supply system.
Pr_65_52_63_65 | 65 | 52 | 63 | 65 | Polypropylene (PP) pipelines | ポリプロピレン（PP）パイプライン |  | 90-10-65/370 Polypropylene (PP) pipelines; |  | Polypropylene (pp) pipelines are described by characteristics such as standards, colour and options. An example use may be within a drip irrigation system.
Pr_65_52_63_68 | 65 | 52 | 63 | 68 | Pre-insulated pipelines | 事前絶縁パイプライン |  | 90-10-65/385 Pre-insulated pipelines; |  | Pre-insulated pipelines are described by characteristics such as pipes, fittings and joint assembly.
Pr_65_52_63_70 | 65 | 52 | 63 | 70 | Propylene copolymer pressure pipes and fittings | プロピレンコポリマー圧力管および継手 |  | 90-10-65/362 Propylene co-polymer pressure pipes; |  | Propylene co-polymer pressure pipes are described by characteristics such as series, colour and support.
Pr_65_52_63_78 | 65 | 52 | 63 | 78 | Stainless steel pipelines | ステンレス鋼パイプライン |  | 90-10-65/395 Stainless steel pipelines; |  | Stainless steel pipelines are described by characteristics such as standards and finish. An example use may be within a diesel supply system.
Pr_65_52_63_79 | 65 | 52 | 63 | 79 | Stainless steel pipeline fittings | ステンレス鋼パイプライン継手 |  | 90-10-65/400 Stainless steel pipeline fittings; |  | Stainless steel pipeline fittings are described by characteristics such as standards.
Pr_65_52_63_82 | 65 | 52 | 63 | 82 | Steel pipelines | 鋼パイプライン |  | 90-10-65/415 Steel pipelines; |  | Steel pipelines are described by characteristics such as finish and options. An example use may be within a biofuel supply system.
Pr_65_52_63_83 | 65 | 52 | 63 | 83 | Steel pipeline fittings | 鋼管継手 |  | 90-10-65/420 Steel pipeline fittings; |  | Steel pipeline fittings are described by characteristics such as standards.
Pr_65_52_63_84 | 65 | 52 | 63 | 84 | Steel pipes and fittings for liquid fuels | 液体燃料用鋼管および付属品 |  | 90-10-65/430 Steel pipelines for liquid fuels; |  | Steel pipelines for liquid fuels are described by characteristics such as pipes and protection. An example use may be within a biodiesel supply system.
Pr_65_52_63_89 | 65 | 52 | 63 | 89 | Unplasticized polyvinyl chloride (PVC-U) pipelines | 非可塑化ポリ塩化ビニル（PVC-U）パイプライン |  | 90-10-65/375 Unplasticized polyvinylchloride (PVC-U) pipelines; |  | Unplasticized polyvinylchloride (pvc-u) pipelines are described by characteristics such as standards, colour and options. An example use may be within a drip irrigation system.
Pr_65_53 | 65 | 53 |  |  | Pump products | ポンプ製品
Pr_65_53_24 | 65 | 53 | 24 |  | Drainage pumps | 排水ポンプ |  |  |  | Small bore discharge macerator and pump units are described by characteristics such as appliances served, connections and ventilation pipe. An example use may be within a basement wastewater drainage system.
Pr_65_53_24_80 | 65 | 53 | 24 | 80 | Small bore discharge macerator and pumps | 小口径排出マセレーターとポンプ |  | 90-10-70/420 Small bore discharge macerator and pump units; |  | Small bore discharge macerator and pump units are described by characteristics such as appliances served, connections and ventilation pipe. An example use may be within a basement wastewater drainage system.
Pr_65_53_24_81 | 65 | 53 | 24 | 81 | Small bore discharge pumps | 小口径ポンプ |  | 90-10-70/410 Small bore discharge pump units; |  | Small bore discharge pump units are described by characteristics such as appliances served, connections and ventilation pipe. An example use may be within a basement wastewater drainage system.
Pr_65_53_24_86 | 65 | 53 | 24 | 86 | Submersible pumps | 水中モーターポンプ |  | 90-10-70/430 Submersible pumps; |  | Submersible pumps are described by characteristics such as material, duties and motor and impeller speed (maximum). An example use may be within a raised formal pond system.
Pr_65_53_65 | 65 | 53 | 65 |  | Pump accessories | ポンプアクセサリー
Pr_65_53_65_04 | 65 | 53 | 65 | 04 | Auto-coupling sets | 自動結合セット
Pr_65_53_86 | 65 | 53 | 86 |  | Supply and exhaust pumps | 給排気ポンプ |  |  |  | Automatic condensate pumps are described by characteristics such as material, sizes and connections. An example use may be within a steam and condensate system.
Pr_65_53_86_05 | 65 | 53 | 86 | 05 | Automatic condensate pumps | 自動復水ポンプ |  | 90-20-75/400 Automatic condensate pumps; |  | Automatic condensate pumps are described by characteristics such as material, sizes and connections. An example use may be within a steam and condensate system.
Pr_65_53_86_07 | 65 | 53 | 86 | 07 | Belt-driven end suction pumps | ベルト駆動のエンド吸引ポンプ |  | 90-10-70/330 Belt driven end suction pumps; |  | Belt driven end suction pumps are described by characteristics such as arrangement, mounting and duties. An example use may be within a medium temperature hot water heating system.
Pr_65_53_86_11 | 65 | 53 | 86 | 11 | Canned rotor pumps | 缶詰ローターポンプ |  | 90-10-70/340 Canned rotor pumps; |  | Canned rotor pumps are described by characteristics such as arrangement, material and duties. An example use may be within a medium temperature hot water heating system.
Pr_65_53_86_12 | 65 | 53 | 86 | 12 | Centrifugal pumps | 空調用ポンプ_横形・立形
Pr_65_53_86_13 | 65 | 53 | 86 | 13 | Close-coupled end suction pumps | 密結合エンド吸引ポンプ |  | 90-10-70/350 Close coupled end suction pumps; |  | Close coupled end suction pumps are described by characteristics such as arrangement, duties and motor and impeller speed (maximum). An example use may be within a medium temperature hot water heating system.
Pr_65_53_86_15 | 65 | 53 | 86 | 15 | Close-coupled in-line pumps | 密結合インラインポンプ |  | 90-10-70/360 Close coupled in line pumps; |  | Close coupled in line pumps are described by characteristics such as arrangement, duties and motor and impeller speed (maximum). An example use may be within a medium temperature hot water heating system.
Pr_65_53_86_17 | 65 | 53 | 86 | 17 | Condensate recovery units | 復水回収装置 |  | 90-20-75/420 Electric powered condensate recovery units; |  | Electric powered condensate recovery units are described by characteristics such as arrangement, receiver and sizes. An example use may be within a steam and condensate system.
Pr_65_53_86_22 | 65 | 53 | 86 | 22 | Diesel engine-driven pumps | ディーゼルエンジン駆動ポンプ
Pr_65_53_86_24 | 65 | 53 | 86 | 24 | Dosing pump units | 投与ポンプユニット |  | 90-15-95/355 Dosing pump units; |  | Dosing pump units are described by characteristics such as pump type, duty and control. An example use may be within a low temperature hot water heating system.
Pr_65_53_86_32 | 65 | 53 | 86 | 32 | Fuel oil transfer pumps | オイルポンプ |  | 90-10-70/370 Fuel oil transfer pumps; |  | Fuel oil transfer pumps are described by characteristics such as duties, connections and flexible connections. An example use may be within a diesel supply system.
Pr_65_53_86_33 | 65 | 53 | 86 | 33 | Gas boosters | ガス圧縮機 |  | 90-30-35/340 Gas boosters; |  | Gas boosters are described by characteristics such as boosters, design duty and booster installation. An example use may be within a natural gas supply system.
Pr_65_53_86_50 | 65 | 53 | 86 | 50 | Medical gas exhauster units | 医療用ガス排気装置 |  | 90-30-55/318 Exhauster units; |  | Exhauster units are described by characteristics such as arrangement, electric supply and integral accessories. An example use may be within a medical anaesthetic gas scavenging system.
Pr_65_53_86_51 | 65 | 53 | 86 | 51 | Metering pumps | 定量ポンプ |  | 90-10-70/380 Metering pumps; |  | Metering pumps are described by characteristics such as duty. An example use may be within a petrol supply system.
Pr_65_53_86_55 | 65 | 53 | 86 | 55 | Multistage pumps | 多段ポンプ |  | 90-10-70/385 Multistage centrifugal pumps; |  | Multistage centrifugal pumps are described by characteristics such as position, number of stages and duty. An example use may be within a drip irrigation system.
Pr_65_53_86_66 | 65 | 53 | 86 | 66 | Pressure booster pumps | 増圧ポンプ |  | 90-10-70/390 Pressure booster sets; |  | Pressure booster sets are described by characteristics such as duties, pumps and control panel mounting. An example use may be within a sprinkler system.
Pr_65_53_86_68 | 65 | 53 | 86 | 68 | Pressurization units | 水道用直結加圧形ポンプユニット |  | 90-10-70/400 Pressurization units; |  | Pressurization units are described by characteristics such as standards, format and arrangement. An example use may be within a medium temperature hot water heating system.
Pr_65_53_86_78 | 65 | 53 | 86 | 78 | Shower booster pumps | シャワーブースターポンプ
Pr_65_53_86_86 | 65 | 53 | 86 | 86 | Suction pumps | 吸引ポンプ |  | 90-10-70/440 Suction or booster pumps; |  | Suction or booster pumps are described by characteristics such as arrangement, drive and duties. An example use may be within a wet riser system.
Pr_65_53_86_94 | 65 | 53 | 86 | 94 | Vapour pumps | 蒸気ポンプ |  | 90-10-70/460 Vapour pumps; |  | Vapour pumps are described by characteristics such as arrangement, flow rate and accessories. An example use may be within a bioethanol supply system.
Pr_65_53_96 | 65 | 53 | 96 |  | Water supply and wastewater pumps | 給水および廃水ポンプ |  |  |  | Air lift pumps are described by characteristics such as pump unit application, durability and noise levels at 1m (maximum).
Pr_65_53_96_02 | 65 | 53 | 96 | 02 | Air lift pumps | エアリフトポンプ |  | 90-12-70/350 Air lift pumps; |  | Air lift pumps are described by characteristics such as pump unit application, durability and noise levels at 1m (maximum).
Pr_65_53_96_03 | 65 | 53 | 96 | 03 | Archimedes screw pumps | アルキメデススクリューポンプ
Pr_65_53_96_04 | 65 | 53 | 96 | 04 | Axial flow pumps | 軸流ポンプ
Pr_65_53_96_05 | 65 | 53 | 96 | 05 | Axially split casing pumps | 給湯用循環ポンプ |  | 90-12-70/360 Axially split casing pump unit; |  | Axially split casing pump unit are described by characteristics such as pump unit application, mode of operation and type of drive.
Pr_65_53_96_06 | 65 | 53 | 96 | 06 | Back pull-out end suction pumps | バックプルアウトエンド吸引ポンプ |  | 90-12-70/440 End suction (back pull-out type) pump unit; |  | End suction (back pull-out type) pump unit are described by characteristics such as pump unit application, mode of operation and type of drive.
Pr_65_53_96_21 | 65 | 53 | 96 | 21 | Double diaphragm pumps | ダブルダイヤフラムポンプ
Pr_65_53_96_23 | 65 | 53 | 96 | 23 | Double disc pumps | ダブルディスクポンプ |  | 90-12-70/330 Double disc pumps; |  | Double disc pumps are described by characteristics such as pump unit application, mode of operation and durability.
Pr_65_53_96_27 | 65 | 53 | 96 | 27 | Electromagnetic pumps | 電磁ポンプ
Pr_65_53_96_41 | 65 | 53 | 96 | 41 | In-line multistage pumps | インライン多段ポンプ
Pr_65_53_96_44 | 65 | 53 | 96 | 44 | Jet pumps | ジェットポンプ
Pr_65_53_96_50 | 65 | 53 | 96 | 50 | Macerators | マセレーター |  | 90-12-70/480 Macerator; |  | Macerator are described by characteristics such as pump unit application, durability and type of drive.
Pr_65_53_96_51 | 65 | 53 | 96 | 51 | Magnetic drive pumps | 磁気駆動ポンプ
Pr_65_53_96_55 | 65 | 53 | 96 | 55 | Multistage centrifugal pumps | 多段遠心ポンプ
Pr_65_53_96_63 | 65 | 53 | 96 | 63 | Peristaltic pumps | 蠕動性ポンプ |  | 90-12-70/310 Peristaltic pumps; |  | Peristaltic pumps are described by characteristics such as pump unit application, mode of operation and type of drive.
Pr_65_53_96_64 | 65 | 53 | 96 | 64 | Positive displacement pumps | 容積式ポンプ |  | 90-12-70/410 Positive displacement pumpsets; |  | Positive displacement pumpsets are described by characteristics such as mode of operation, type of duty and durability.
Pr_65_53_96_65 | 65 | 53 | 96 | 65 | Positive inlet pressure booster sets | 入口圧力ブースターセット |  | 90-12-70/430 Packaged booster sets (positive inlet pressure applications); |  | Packaged booster sets (positive inlet pressure applications) are described by characteristics such as booster set application, durability and required flow rates (minimum).
Pr_65_53_96_66 | 65 | 53 | 96 | 66 | Progressing cavity pumps | 進行中の空洞ポンプ |  | 90-12-70/390 Progressing cavity pump unit; |  | Progressing cavity pump unit are described by characteristics such as pump unit application, mode of operation and type of drive.
Pr_65_53_96_70 | 65 | 53 | 96 | 70 | Ram pumps | ラムポンプ |  | 90-12-70/320 Ram Pumps; |  | Ram pumps are described by characteristics such as pump unit application, mode of operation and type of drive.
Pr_65_53_96_72 | 65 | 53 | 96 | 72 | Rotary gear pumps | ロータリーギアポンプ
Pr_65_53_96_73 | 65 | 53 | 96 | 73 | Rotary lobe pumps | ロータリーローブポンプ |  | 90-12-70/340 Rotary lobe pumps; |  | Rotary lobe pumps are described by characteristics such as pump unit application, mode of operation and durability.
Pr_65_53_96_74 | 65 | 53 | 96 | 74 | Rotary vane pumps | ロータリーベーンポンプ
Pr_65_53_96_75 | 65 | 53 | 96 | 75 | Screw pumps | スクリューポンプ |  | 90-12-70/470 Screw pump; |  | Screw pump are described by characteristics such as pump unit application, mode of operation and durability.
Pr_65_53_96_78 | 65 | 53 | 96 | 78 | Single diaphragm pumps | 単一ダイヤフラムポンプ |  | 90-12-70/420 Single diaphragm pump units; |  | Single diaphragm pump units are described by characteristics such as pump unit application, mode of operation and durability.
Pr_65_53_96_79 | 65 | 53 | 96 | 79 | Single stage centrifugal pumps | 単段遠心ポンプ
Pr_65_53_96_80 | 65 | 53 | 96 | 80 | Solids handling pumps | 固体処理ポンプ |  | 90-12-70/460 Solids handling pump unit; |  | Solids handling pump unit are described by characteristics such as pump unit application, durability and noise levels at 1m (maximum).
Pr_65_53_96_84 | 65 | 53 | 96 | 84 | Submersible borehole pumps | 水中ボアホールポンプ |  | 90-12-70/400 Submersible borehole pump unit; |  | Submersible borehole pump unit are described by characteristics such as pump unit application, mode of operation and type of drive.
Pr_65_53_96_85 | 65 | 53 | 96 | 85 | Submersible axial pumps | 揚水ポンプ_横形・立形、小型給水ポンプユニット_立形・横形 |  | 90-12-70/370 Submersible pump unit; |  | Submersible pump unit are described by characteristics such as pump unit application, mode of operation and type of drive.
Pr_65_53_96_86 | 65 | 53 | 96 | 86 | Submersible centrifugal pumps | 水中遠心ポンプ
Pr_65_53_96_87 | 65 | 53 | 96 | 87 | Submersible mixed flow pumps | 水中混合流ポンプ
Pr_65_53_96_94 | 65 | 53 | 96 | 94 | Vertically suspended bowl type pumps | 縦吊りボウル型ポンプ |  | 90-12-70/450 Vertically suspended bowl type pump unit; |  | Vertically suspended bowl type pump unit are described by characteristics such as pump unit application, mode of operation and type of drive.
Pr_65_53_96_95 | 65 | 53 | 96 | 95 | Volute casing dry well centrifugal sewage and sludge pumps | ボリュートケーシングドライウェル遠心下水および汚泥ポンプ |  | 90-12-70/380 Dry well (volute casing type) centrifugal sewage/sludge pump unit; |  | Dry well (volute casing type) centrifugal sewage/sludge pump unit are described by characteristics such as pump unit application, mode of operation and type of drive.
Pr_65_54 | 65 | 54 |  |  | Valve products | バルブ製品
Pr_65_54_24 | 65 | 54 | 24 |  | Drainage valves | 排水バルブ |  |  |  | Air admittance valves are described by characteristics such as third party product certification, material and size. An example use may be within a basement wastewater drainage system.
Pr_65_54_24_02 | 65 | 54 | 24 | 02 | Air admittance valves | エアアドミタンスバルブ |  | 90-10-90/400 Air admittance valves; |  | Air admittance valves are described by characteristics such as third party product certification, material and size. An example use may be within a basement wastewater drainage system.
Pr_65_54_24_04 | 65 | 54 | 24 | 04 | Anti-flood valves | 洪水防止バルブ |  | 90-10-90/405 Anti-flood valves; |  | Anti-flood valves are described by characteristics such as classification, form and material.
Pr_65_54_30 | 65 | 54 | 30 |  | Firefighting valves and devices | 消防用バルブおよび装置 |  |  |  | Pumped alarm testing devices are described by characteristics such as components, working pressure and connections. An example use may be within a deluge system.
Pr_65_54_30_02 | 65 | 54 | 30 | 02 | Alarm test valve assemblies | アラームテストバルブアセンブリ |  | 90-35-95/430 Pumped alarm testing devices; |  | Pumped alarm testing devices are described by characteristics such as components, working pressure and connections. An example use may be within a deluge system.
Pr_65_54_30_09 | 65 | 54 | 30 | 09 | Carbon dioxide connectors | 二酸化炭素コネクター |  | 90-35-35/355 Flexible connectors; |  | Gas fire extinguishing connectors are described by characteristics such as gas, connector type and diameter. An example use may be within a halocarbon gas total flooding fire extinguishing system.
Pr_65_54_30_10 | 65 | 54 | 30 | 10 | Caps and chains | キャップとチェーン |  | 90-35-95/360 Caps and chains;
Pr_65_54_30_11 | 65 | 54 | 30 | 11 | Carbon dioxide odorizing devices | 二酸化炭素臭気装置 |  | 90-35-35/390 Odorizing devices;
Pr_65_54_30_12 | 65 | 54 | 30 | 12 | Check and non-return valves | チェックおよび逆止弁 |  | 90-35-35/310 Check valves and non-return valves; |  | Check valves and non-return valves are described by characteristics such as valve type, gas and material. An example use may be within a halocarbon gas total flooding fire extinguishing system.
Pr_65_54_30_15 | 65 | 54 | 30 | 15 | Container gas fire extinguishing valves | コンテナガス消火弁 |  | 90-35-35/315 Container valve assemblies with actuators; |  | Container valve assemblies with actuators are described by characteristics such as gas, material and actuator. An example use may be within a halocarbon gas total flooding fire extinguishing system.
Pr_65_54_30_22 | 65 | 54 | 30 | 22 | Deluge valves | デリュージバルブ |  | 90-35-95/325 Deluge valves; |  | Deluge valves are described by characteristics such as size and material. An example use may be within a deluge system.
Pr_65_54_30_23 | 65 | 54 | 30 | 23 | Drain and test valves | 連結送水管_放水口 |  | 90-35-95/440 Drain and test valves; |  | Drain and test valves are described by characteristics such as working temperature, pressure rating and k-factor. An example use may be within a foam fire extinguishing system.
Pr_65_54_30_24 | 65 | 54 | 30 | 24 | Dry riser landing valves | ドライライザー着陸弁 |  | 90-35-95/350 Landing valves and boxes for dry risers; |  | Landing valves and boxes for dry risers are described by characteristics such as landing valves, outlet boxes and landing valve type. An example use may be within a dry riser system.
Pr_65_54_30_25 | 65 | 54 | 30 | 25 | Dry dropper outlet valves | ドライドロッパー出口バルブ
Pr_65_54_30_30 | 65 | 54 | 30 | 30 | Firefighting alarm devices | 消防警報器 |  | 90-65-50-330 Alarm devices; |  | Alarm devices are described by characteristics such as arrangement and alarm indication. An example use may be within a deluge system.
Pr_65_54_30_32 | 65 | 54 | 30 | 32 | Fusible links | ヒュージブルリンク |  | 90-35-30/360 Fusible links; |  | Fusible links are described by characteristics such as fusible link type. An example use may be within a foam fire fighting system.
Pr_65_54_30_34 | 65 | 54 | 30 | 34 | Gas fire suppression manifolds | ガス消火マニホールド |  | 90-35-35/420 Manifolds for fire gas suppression system; |  | Manifolds for fire gas suppression system are described by characteristics such as gas, nominal diameter and inlets. An example use may be within a carbon dioxide fire extinguishing system.
Pr_65_54_30_35 | 65 | 54 | 30 | 35 | Gas fire suppression pressure gauges | ガス消火圧力計 |  | 90-35-35/410 Pressure gauges for fire suppression systems; |  | Pressure gauges for fire suppression systems are described by characteristics such as accuracy class and nominal size. An example use may be within a halocarbon gas total flooding fire extinguishing system.
Pr_65_54_30_36 | 65 | 54 | 30 | 36 | Gas fire suppression pressure switches | ガス火災抑制圧力スイッチ |  | 90-35-35/415 Pressure switches for fire gas suppression systems; |  | Pressure switches for fire gas suppression systems are described by characteristics such as gas, material and pressure. An example use may be within a halocarbon gas total flooding fire extinguishing system.
Pr_65_54_30_37 | 65 | 54 | 30 | 37 | High and low-pressure selector gas fire extinguishing valves | 高圧・低圧セレクターガス消火弁 |  | 90-35-35/370 High and low pressure selector valves with actuators; |  | High and low pressure selector valves with actuators are described by characteristics such as gas, material and mounting. An example use may be within a carbon dioxide fire extinguishing system.
Pr_65_54_30_42 | 65 | 54 | 30 | 42 | Inlet breechings | 採水口
Pr_65_54_30_50 | 65 | 54 | 30 | 50 | Multiple control valves | 複数の制御弁 |  | 90-35-95/410 Multiple control valves; |  | Multiple controls are described by characteristics such as release element and outlets. An example use may be within a deluge system.
Pr_65_54_30_63 | 65 | 54 | 30 | 63 | Pneumatic alarm devices | 空気圧警報装置 |  | 90-35-35/405 Pneumatic alarm devices;
Pr_65_54_30_85 | 65 | 54 | 30 | 85 | Sprinkler system alarm valves | 流水検知装置 |  | 90-35-95/310 Alarm valves for sprinkler systems; |  | Alarm valves for sprinkler systems are described by characteristics such as standards, arrangement and application. An example use may be within a sprinkler system.
Pr_65_54_30_95 | 65 | 54 | 30 | 95 | Water fire extinguisher leather straps | 水消火器の革ストラップ |  | 90-35-95/365 Leather straps; |  | Leather straps are described by characteristics such as width (minimum), thickness (minimum) and accessories. An example use may be within a wet riser system.
Pr_65_54_30_96 | 65 | 54 | 30 | 96 | Water mist control valves | 連結散水 送水口 |  | 90-35-95/320 Control valves for water mist; |  | Control valves for water mist are described by characteristics such as arrangement and application. An example use may be within a water mist system.
Pr_65_54_30_97 | 65 | 54 | 30 | 97 | Wet riser landing valves | 連結送水管_送水口、スプリンクラー用_送水口 |  | 90-35-95/355 Landing valves for wet risers; |  | Landing valves for wet risers are described by characteristics such as landing valve type, style and integral accessories. An example use may be within a wet riser system.
Pr_65_54_33 | 65 | 54 | 33 |  | Gas and liquid fuel valves | ガスおよび液体燃料バルブ |  |  |  | Anti-siphon valves are described by characteristics such as arrangement, material and seals. An example use may be within a fuel oil supply system.
Pr_65_54_33_03 | 65 | 54 | 33 | 03 | Anti-siphon liquid fuel supply valves | アンチサイフォン液体燃料供給バルブ |  | 90-25-45/310 Anti-syphon valves; |  | Anti-siphon valves are described by characteristics such as arrangement, material and seals. An example use may be within a fuel oil supply system.
Pr_65_54_33_05 | 65 | 54 | 33 | 05 | Automatic changeover liquid petroleum gas (LPG) valves | 自動切り替え液体石油ガス（LPG）バルブ |  | 90-30-50/360 Automatic changeover valves; |  | Components for lpg installations are described by characteristics such as automatic changeover valves and rubber hoses and hose assemblies. An example use may be within an lpg supply system.
Pr_65_54_33_08 | 65 | 54 | 33 | 08 | Back check liquid petroleum gas (LPG) valves | 液体石油ガス（LPG）バルブのバックチェック |  | 90-30-50/350 Back check valves; |  | Back check valves are described by characteristics such as third-party certification. An example use may be within an lpg supply system.
Pr_65_54_33_10 | 65 | 54 | 33 | 10 | Chlorine gas injectors | 塩素ガスインジェクター
Pr_65_54_33_11 | 65 | 54 | 33 | 11 | Cast iron plug valves | 鋳鉄プラグバルブ |  | 90-10-90/382 Plug valves, cast iron; |  | Plug valves, cast iron are described by characteristics such as arrangement, connections and operation. An example use may be within a natural gas supply system.
Pr_65_54_33_12 | 65 | 54 | 33 | 12 | Chlorine gas manifolds | 塩素ガスマニホールド
Pr_65_54_33_13 | 65 | 54 | 33 | 13 | Chlorine gas manifold pigtails | 塩素ガスマニホールドピグテール
Pr_65_54_33_14 | 65 | 54 | 33 | 14 | Compressed air manifolds | 圧縮空気マニホールド
Pr_65_54_33_15 | 65 | 54 | 33 | 15 | Compressed air pressure-reducing stations | 圧縮空気減圧ステーション |  | 90-30-10/390 Pressure reducing stations; |  | Pressure reducing stations are described by characteristics such as arrangement and accessories. An example use may be within a compressed air supply system.
Pr_65_54_33_17 | 65 | 54 | 33 | 17 | Compressed air safety valves | 圧縮空気安全弁
Pr_65_54_33_28 | 65 | 54 | 33 | 28 | Excess flow liquid petroleum gas (LPG) valves | 過剰流動液体石油ガス（LPG）バルブ |  | 90-30-50/345 Excess flow valves; |  | Excess flow valves are described by characteristics such as third-party certification and design flow rating. An example use may be within an lpg supply system.
Pr_65_54_33_31 | 65 | 54 | 33 | 31 | Fusible link drop weight valves | ヒュージブルリンクドロップウェイトバルブ
Pr_65_54_33_33 | 65 | 54 | 33 | 33 | Gas ball valves | コック |  | 90-10-90/380 Ball valves, manually operated; |  | Ball valves, manually operated are described by characteristics such as arrangement, material and connections. An example use may be within a natural gas supply system.
Pr_65_54_33_34 | 65 | 54 | 33 | 34 | Gas burner safety devices | ガスバーナー安全装置
Pr_65_54_33_35 | 65 | 54 | 33 | 35 | Gas butterfly valves | ガスバタフライバルブ |  | 90-10-90/332 Butterfly valves; |  | Butterfly valves are described by characteristics such as arrangement, dn rating and pn rating. An example use may be within a direct hot water storage supply system.
Pr_65_54_33_36 | 65 | 54 | 33 | 36 | Gas pressure-reducing stations | ガス減圧ステーション |  | 90-30-45/335 Pressure reducing stations; |  | Pressure reducing stations are described by characteristics such as arrangement and accessories. An example use may be within a laboratory hydrogen supply system.
Pr_65_54_33_37 | 65 | 54 | 33 | 37 | Gas pressure switches | ガス圧力スイッチ |  | 90-30-35/360 Gas pressure switches; |  | Gas pressure switches are described by characteristics such as pressure application and accessories. An example use may be within a natural gas supply system.
Pr_65_54_33_38 | 65 | 54 | 33 | 38 | Gas solenoid valves | 緊急遮断弁 |  | 90-30-35/320 Gas solenoid valves; |  | Gas solenoid valves are described by characteristics such as arrangement, mounting and speed of opening. An example use may be within a natural gas supply system.
Pr_65_54_33_40 | 65 | 54 | 33 | 40 | Gas vacuum regulators | ガス真空レギュレーター
Pr_65_54_33_43 | 65 | 54 | 33 | 43 | Industrial vacuum flow regulating valves | 工業用真空流量調整バルブ
Pr_65_54_33_44 | 65 | 54 | 33 | 44 | Laboratory gas safety valves | 実験室用ガス安全弁
Pr_65_54_33_45 | 65 | 54 | 33 | 45 | Laboratory gas taps | 実験室のガス栓 |  | 90-30-45/340 Laboratory taps; |  | Laboratory taps are described by characteristics such as mounting, number of outlets and nozzles. An example use may be within a laboratory nitrogen supply system.
Pr_65_54_33_46 | 65 | 54 | 33 | 46 | Laboratory gas supply manifolds | 実験室ガス供給マニホールド
Pr_65_54_33_47 | 65 | 54 | 33 | 47 | Liquefied petroleum gas (LPG) pressure regulators | 液化石油ガス（LPG）圧力レギュレーター |  | 90-30-50/370 Pressure regulators; |  | Pressure regulators are described by characteristics such as standards. An example use may be within an lpg supply system.
Pr_65_54_33_48 | 65 | 54 | 33 | 48 | Liquefied petroleum gas (LPG) pressure relief valves | 液化石油ガス（LPG）圧力リリーフバルブ |  | 90-30-50/330 Pressure relief valves; |  | Pressure relief valves are described by characteristics such as type of pressure relief valve. An example use may be within an lpg supply system.
Pr_65_54_33_49 | 65 | 54 | 33 | 49 | Liquefied petroleum gas (LPG) shut-off valves and emergency valves | 液化石油ガス（LPG）遮断バルブと緊急バルブ |  | 90-30-50/340 Shut off valves and emergency valves; |  | Shut off valves and emergency valves are described by characteristics such as standards. An example use may be within an lpg supply system.
Pr_65_54_33_50 | 65 | 54 | 33 | 50 | Mechanical gas safety valves | 機械式ガス安全弁
Pr_65_54_33_51 | 65 | 54 | 33 | 51 | Medical gas line valves | 医療ガスラインバルブ |  | 90-30-55/334 Medical gases line valves; |  | Medical gases line valves are described by characteristics such as standards, line valve type and connections. An example use may be within a medical helium/ oxygen mixture supply system.
Pr_65_54_33_52 | 65 | 54 | 33 | 52 | Medical gas pressure-reducing stations | 医療用ガス減圧ステーション |  | 90-30-55/336 Pressure reducing stations; |  | Pressure reducing stations are described by characteristics such as arrangement and accessories. An example use may be within a medical compressed air supply system.
Pr_65_54_33_53 | 65 | 54 | 33 | 53 | Medical gas service modules | 医療ガスサービスモジュール |  | 90-30-55/338 Area service modules; |  | Area service modules are described by characteristics such as arrangement, number of area valve service units and integral medical gas area alarm. An example use may be within a medical anaesthetic gas scavenging system.
Pr_65_54_33_54 | 65 | 54 | 33 | 54 | Medical gas supply manifolds | 医療ガス供給マニホールド |  | 90-30-55/330 Emergency supply manifolds; |  | Emergency supply manifolds are described by characteristics such as arrangement, services and number of cylinders. An example use may be within a medical helium/ oxygen mixture supply system.
Pr_65_54_33_55 | 65 | 54 | 33 | 55 | Medical gas valve service units | 医療用ガスバルブサービスユニット |  | 90-30-55/340 Area valve service units; |  | Area valve service units are described by characteristics such as arrangement and services. An example use may be within a medical anaesthetic gas scavenging system.
Pr_65_54_33_57 | 65 | 54 | 33 | 57 | Medical vacuum flow regulating valves | 医療用真空流量調整バルブ |  | 90-30-55/324 Vacuum flow regulating valves;
Pr_65_54_33_58 | 65 | 54 | 33 | 58 | Maximum level fill stop liquid petroleum gas (LPG) valves | 最大レベルの充填停止液体石油ガス（LPG）バルブ |  | 90-30-50/355 Maximum level fill stop valves; |  | Maximum level fill stop valves are described by characteristics such as third-party certification. An example use may be within an lpg supply system.
Pr_65_54_33_65 | 65 | 54 | 33 | 65 | Pressure vacuum valves | 圧力真空バルブ |  | 90-25-45/380 Pressure/ vacuum valves; |  | Pressure/ vacuum valves are described by characteristics such as size, flow rate and requirements. An example use may be within a bioethanol supply system.
Pr_65_54_33_70 | 65 | 54 | 33 | 70 | Refrigerant safety devices | 冷媒安全装置
Pr_65_54_33_71 | 65 | 54 | 33 | 71 | Remote-acting fire safety liquid fuel supply valves | 遠隔操作の火災安全液体燃料供給バルブ |  | 90-25-45/340 Remote acting fire safety valves; |  | Remote acting fire safety valves are described by characteristics such as standards and actuation. An example use may be within a fuel oil supply system.
Pr_65_54_33_74 | 65 | 54 | 33 | 74 | Rupture discs | 破裂板
Pr_65_54_33_76 | 65 | 54 | 33 | 76 | Self-sealing liquid petroleum gas (LPG) couplers | セルフシーリング液体石油ガス（LPG）カプラー |  | 90-30-50/325 Self-sealing couplers; |  | Self-sealing couplers are described by characteristics such as sizes. An example use may be within an lpg supply system.
Pr_65_54_33_78 | 65 | 54 | 33 | 78 | Shear valves | シャーバルブ |  | 90-25-45/370 Shear valves; |  | Shear valves are described by characteristics such as class and temperature range.
Pr_65_54_33_84 | 65 | 54 | 33 | 84 | Steel plug valves | スチールプラグバルブ |  | 90-10-90/384 Plug valves, steel; |  | Plug valves, steel are described by characteristics such as arrangement and connections. An example use may be within a natural gas supply system.
Pr_65_54_33_87 | 65 | 54 | 33 | 87 | Taper plug valves | テーパープラグバルブ |  | 90-10-90/386 Plug valves, taper; |  | Plug valves, taper are described by characteristics such as arrangement, material and connections. An example use may be within a natural gas supply system.
Pr_65_54_33_93 | 65 | 54 | 33 | 93 | Vacuum switches | 真空スイッチ
Pr_65_54_33_94 | 65 | 54 | 33 | 94 | Vapour connection adaptors | 蒸気接続アダプター |  | 90-25-45/390 Vapour connection points; |  | Vapour connection points are described by characteristics such as size, flow rate and colour code. An example use may be within a bioethanol supply system.
Pr_65_54_40 | 65 | 54 | 40 |  | Irrigation valves | 灌漑バルブ |  |  |  | Air valves are described by characteristics such as connections and accessories.
Pr_65_54_40_02 | 65 | 54 | 40 | 02 | Air valves | エアバルブ |  | 90-15-40/321 Air valves; |  | Air valves are described by characteristics such as connections and accessories.
Pr_65_54_40_13 | 65 | 54 | 40 | 13 | Check valves | チェックバルブ |  | 90-15-40/323 Check valves; |  | Check valves are described by characteristics such as pressure rating and connections.
Pr_65_54_40_16 | 65 | 54 | 40 | 16 | Control valves | 制御弁 |  | 90-15-40/329 Control valves; |  | Control valves are described by characteristics such as regulating function, operation and connections. An example use may be within a sprinkler irrigation system.
Pr_65_54_40_44 | 65 | 54 | 40 | 44 | Isolating valves | 遮断弁 |  | 90-15-40/325 Isolating valves; |  | Isolating valves are described by characteristics such as valve type, pressure rating and operation.
Pr_65_54_40_62 | 65 | 54 | 40 | 62 | Plastics isolating valves | プラスチック遮断弁 |  | 90-15-40/327 Plastics isolating valves; |  | Plastics isolating valves are described by characteristics such as valve type, operation and connections.
Pr_65_54_40_94 | 65 | 54 | 40 | 94 | Volumetric control valves | 容積調節弁 |  | 90-15-40/331 Volumetric control valves; |  | Volumetric control valves are described by characteristics such as valve type, classification and connections.
Pr_65_54_60 | 65 | 54 | 60 |  | Pneumatic waste collection valves | 空気圧廃棄物収集バルブ
Pr_65_54_60_02 | 65 | 54 | 60 | 02 | Air inlet valves | 吸気バルブ
Pr_65_54_60_20 | 65 | 54 | 60 | 20 | Cut-off valves | カットオフバルブ
Pr_65_54_60_22 | 65 | 54 | 60 | 22 | Discharge valves | 排出バルブ
Pr_65_54_60_77 | 65 | 54 | 60 | 77 | Sectioning valves | セクショニングバルブ
Pr_65_54_85 | 65 | 54 | 85 |  | Steam valves | 蒸気弁 |  |  |  | Air vents are described by characteristics such as air vent type, material and size. An example use may be within a steam and condensate system.
Pr_65_54_85_06 | 65 | 54 | 85 | 06 | Balanced pressure air vents | バランスのとれた圧力通気孔 |  | 90-20-80/310 Air vents; |  | Air vents are described by characteristics such as air vent type, material and size. An example use may be within a steam and condensate system.
Pr_65_54_85_07 | 65 | 54 | 85 | 07 | Bellows sealed stop valves | ベローズ密閉式ストップバルブ |  | 90-20-80/330 Bellows sealed stop valves; |  | Bellows sealed stop valves are described by characteristics such as material, sizes and connections. An example use may be within a steam and condensate system.
Pr_65_54_85_08 | 65 | 54 | 85 | 08 | Blowdown valves | ブローダウンバルブ |  | 90-20-80/345 Blowdown valves; |  | Blowdown valves are described by characteristics such as actuation, sizes and accessories. An example use may be within a steam heating system.
Pr_65_54_85_22 | 65 | 54 | 85 | 22 | Direct-acting pressure-reducing valves | 直動式減圧弁 |  | 90-20-80/355 Direct acting pressure reducing valves; |  | Direct acting pressure reducing valves are described by characteristics such as material, sizes and downstream pressure control range. An example use may be within a steam and condensate system.
Pr_65_54_85_26 | 65 | 54 | 85 | 26 | Electrically actuated control steam valves | 電気作動式制御蒸気弁 |  | 90-20-80/400 Electrically actuated control valves; |  | Electrically actuated control valves are described by characteristics such as material, ports and actuator type. An example use may be within a steam and condensate system.
Pr_65_54_85_60 | 65 | 54 | 85 | 60 | Pilot-operated pressure-reducing valves | パイロット操作式減圧弁 |  | 90-20-80/360 Pilot operated pressure reducing valves; |  | Pilot operated pressure reducing valves are described by characteristics such as material, sizes and downstream pressure control range. An example use may be within a steam and condensate system.
Pr_65_54_85_62 | 65 | 54 | 85 | 62 | Piston stop valves | ピストンストップバルブ |  | 90-20-80/340 Piston stop valves; |  | Piston stop valves are described by characteristics such as material, sizes and connections. An example use may be within a steam and condensate system.
Pr_65_54_85_65 | 65 | 54 | 85 | 65 | Pneumatically actuated control steam valves | 空圧式制御蒸気弁 |  | 90-20-80/405 Pneumatically actuated control valves; |  | Pneumatically actuated control valves are described by characteristics such as material, ports and spindle. An example use may be within a steam and condensate system.
Pr_65_54_85_77 | 65 | 54 | 85 | 77 | Self-acting control steam valves | 自己作動型制御蒸気弁 |  | 90-20-80/415 Self-acting control valves; |  | Self-acting control valves are described by characteristics such as arrangement, material and sizes. An example use may be within a steam and condensate system.
Pr_65_54_85_78 | 65 | 54 | 85 | 78 | Self-acting steam temperature valves | 自動作動式蒸気温度弁 |  | 90-20-80/410 Self-acting temperature control systems; |  | Self-acting temperature control systems are described by characteristics such as arrangement, sizes and connections. An example use may be within a steam and condensate system.
Pr_65_54_85_79 | 65 | 54 | 85 | 79 | Self-operating control valves | 自動運転制御弁 |  | 90-20-80/420 Self-operating control valves; |  | Self-operating control valves are described by characteristics such as arrangement, sizes and connections. An example use may be within a steam and condensate system.
Pr_65_54_85_88 | 65 | 54 | 85 | 88 | Temperature and pressure control steam valves | 温度および圧力制御蒸気弁 |  | 90-20-80/425 Temperature and pressure control valves; |  | Temperature and pressure control valves are described by characteristics such as material, sizes and downstream pressure control range. An example use may be within a steam and condensate system.
Pr_65_54_93 | 65 | 54 | 93 |  | Valve accessories | バルブアクセサリー |  |  |  | Automatic air vents are described by characteristics such as arrangement, material and connections. An example use may be within a wet riser system.
Pr_65_54_93_05 | 65 | 54 | 93 | 05 | Automatic air vents | 自動エア抜弁装置 |  | 90-10-60/310 Automatic air vents; |  | Automatic air vents are described by characteristics such as arrangement, material and connections. An example use may be within a wet riser system.
Pr_65_54_93_06 | 65 | 54 | 93 | 06 | Ball valve floats | ボールバルブフロート |  | 90-10-90/328 Floats for ball valves; |  | Floats for ball valves are described by characteristics such as standards, arrangement and diameter. An example use may be within a pool water treatment system.
Pr_65_54_93_50 | 65 | 54 | 93 | 50 | Manual air vents | 手動通気口
Pr_65_54_93_87 | 65 | 54 | 93 | 87 | Test points | テストポイント |  | 90-10-90/360 Test points; |  | Test points are described by characteristics such as arrangement, material and connections. An example use may be within a pool water treatment system.
Pr_65_54_93_88 | 65 | 54 | 93 | 88 | T-keys | Tキー |  | 90-10-90/388 T-key; |  | T-key are described by characteristics such as tee handled short shank keys.
Pr_65_54_93_94 | 65 | 54 | 93 | 94 | Valve keys | バルブキー |  | 90-10-90/390 Valve key; |  | Valve key are described by characteristics such as arrangement and quantity.
Pr_65_54_94 | 65 | 54 | 94 |  | Water supply valves | 給水バルブ |  |  |  | Anti-pollution check valve are described by characteristics such as hazardous zone rating, process fluid type and differential pressure (maximum).
Pr_65_54_94_03 | 65 | 54 | 94 | 03 | Anti-pollution check valves | 汚染防止チェックバルブ |  | 90-12-90/385 Anti-pollution check valve; |  | Anti-pollution check valve are described by characteristics such as hazardous zone rating, process fluid type and differential pressure (maximum).
Pr_65_54_94_11 | 65 | 54 | 94 | 11 | Cast iron wedge gate valves | 鋳鉄ウェッジゲートバルブ |  | 90-12-90/320 Cast iron wedge gate valve; |  | Cast iron wedge gate valve are described by characteristics such as hazardous zone rating, process fluid type and differential pressure (maximum).
Pr_65_54_94_22 | 65 | 54 | 94 | 22 | Direct-acting float-actuated automatic control valves | 直動式フロート式自動制御弁 |  | 90-12-90/355 Direct acting, float actuated control valve (automatic); |  | Direct acting, float actuated control valve (automatic) are described by characteristics such as hazardous zone rating, process fluid type and differential pressure (maximum).
Pr_65_54_94_23 | 65 | 54 | 94 | 23 | Direct spring-operated pressure relief valves | 直接スプリング作動式圧力リリーフバルブ |  | 90-12-90/395 Direct, spring operated pressure relief valve; |  | Direct, spring operated pressure relief valve are described by characteristics such as hazardous zone rating, process fluid type and differential pressure (maximum).
Pr_65_54_94_24 | 65 | 54 | 94 | 24 | Double orifice air valves | ダブルオリフィスエアバルブ |  | 90-12-90/420 Double orifice air valve; |  | Double orifice air valve are described by characteristics such as hazardous zone rating, process fluid type and differential pressure (maximum).
Pr_65_54_94_26 | 65 | 54 | 94 | 26 | Eccentric plug valves | 偏心プラグバルブ |  | 90-12-90/330 Eccentric plug valve; |  | Eccentric plug valve are described by characteristics such as hazardous zone rating, process fluid type and differential pressure (maximum).
Pr_65_54_94_29 | 65 | 54 | 94 | 29 | Flap valves | フラップバルブ
Pr_65_54_94_30 | 65 | 54 | 94 | 30 | Flexible rubber check valves | 柔軟なゴム製逆止弁 |  | 90-12-90/315 Flexible rubber check valve; |  | Flexible rubber check valve are described by characteristics such as connection details, pipe and hydraulic head (maximum).
Pr_65_54_94_31 | 65 | 54 | 94 | 31 | Free discharge valves | フリー排出バルブ |  | 90-12-90/345 Free discharge valve; |  | Free discharge valve are described by characteristics such as hazardous zone rating, process fluid type and differential pressure (maximum).
Pr_65_54_94_39 | 65 | 54 | 94 | 39 | Hydrostatic bellmouth valves | 静圧ベルマウスバルブ |  | 90-12-90/310 Hydrostatic bellmouth valve; |  | Hydrostatic bellmouth valve are described by characteristics such as material, nominal diameter and seal arrangement.
Pr_65_54_94_45 | 65 | 54 | 94 | 45 | Knife gate valves | ナイフゲート弁 |  | 90-12-90/325 Knife gate valve; |  | Knife gate valve are described by characteristics such as hazardous zone rating, process fluid type and differential pressure (maximum).
Pr_65_54_94_47 | 65 | 54 | 94 | 47 | Line pressure-driven automatic control valves | ライン圧力駆動自動制御弁 |  | 90-12-90/350 Line pressure driven control valve (automatic); |  | Line pressure driven control valve (automatic) are described by characteristics such as hazardous zone rating, process fluid type and differential pressure (maximum).
Pr_65_54_94_50 | 65 | 54 | 94 | 50 | Metallic butterfly valves | 金属製バタフライバルブ
Pr_65_54_94_55 | 65 | 54 | 94 | 55 | Needle valves | ニードルバルブ
Pr_65_54_94_56 | 65 | 54 | 94 | 56 | Non-slam nozzle check valves | 非スラムノズルチェックバルブ |  | 90-12-90/380 Non-slam nozzle check valve; |  | Non-slam nozzle check valve are described by characteristics such as hazardous zone rating, process fluid type and differential pressure (maximum).
Pr_65_54_94_57 | 65 | 54 | 94 | 57 | Non-slam twin plate check valves | 非スラムツインプレートチェックバルブ |  | 90-12-90/375 Non-slam twin plate check valve; |  | Non-slam twin plate check valve are described by characteristics such as hazardous zone rating, process fluid type and differential pressure (maximum).
Pr_65_54_94_60 | 65 | 54 | 94 | 60 | Pallet-type pressure relief valves | パレット式圧力逃がし弁 |  | 90-12-90/405 Pallet type pressure relief valve; |  | Pallet type pressure relief valve are described by characteristics such as hazardous zone rating, process fluid type and differential pressure (maximum).
Pr_65_54_94_62 | 65 | 54 | 94 | 62 | Pilot-operated valves | 定水位調整弁
Pr_65_54_94_63 | 65 | 54 | 94 | 63 | Pinch-type pressure relief valves | ピンチタイプの圧力リリーフバルブ |  | 90-12-90/400 Pinch type pressure relief valve; |  | Pinch type pressure relief valve are described by characteristics such as hazardous zone rating, process fluid type and differential pressure (maximum).
Pr_65_54_94_65 | 65 | 54 | 94 | 65 | Plunger valves | プランジャーバルブ |  | 90-12-90/340 Plunger valve; |  | Plunger valve are described by characteristics such as hazardous zone rating, process fluid type and differential pressure (maximum).
Pr_65_54_94_70 | 65 | 54 | 94 | 70 | Recoil resilient hinge disc check valves | リコイル弾力性ヒンジディスクチェックバルブ |  | 90-12-90/370 Recoil resilient hinge disc check valve; |  | Recoil resilient hinge disc check valve are described by characteristics such as hazardous zone rating, process fluid type and differential pressure (maximum).
Pr_65_54_94_71 | 65 | 54 | 94 | 71 | Recoil swing disc check valves | リコイルスイングディスクチェックバルブ |  | 90-12-90/365 Recoil swing disc check valve; |  | Recoil swing disc check valve are described by characteristics such as hazardous zone rating, process fluid type and differential pressure (maximum).
Pr_65_54_94_72 | 65 | 54 | 94 | 72 | Reduced pressure zone valves | 減圧ゾーンバルブ |  | 90-12-90/390 Reduced pressure zone valve; |  | Reduced pressure zone valve are described by characteristics such as hazardous zone rating, process fluid type and differential pressure (maximum).
Pr_65_54_94_73 | 65 | 54 | 94 | 73 | Resilient hinge disc check valves | 弾力性のあるヒンジディスクチェックバルブ |  | 90-12-90/360 Resilient hinge disc check valve; |  | Resilient hinge disc check valve are described by characteristics such as hazardous zone rating, process fluid type and differential pressure (maximum).
Pr_65_54_94_77 | 65 | 54 | 94 | 77 | Single large orifice air valves | 単一の大きなオリフィスエアバルブ |  | 90-12-90/415 Single large orifice air valve; |  | Single large orifice air valve are described by characteristics such as hazardous zone rating, process fluid type and differential pressure (maximum).
Pr_65_54_94_78 | 65 | 54 | 94 | 78 | Single small orifice air valves | 単一の小さなオリフィスエアバルブ |  | 90-12-90/410 Single small orifice air valve; |  | Single small orifice air valve are described by characteristics such as hazardous zone rating, process fluid type and differential pressure (maximum).
Pr_65_54_94_84 | 65 | 54 | 94 | 84 | Steel gate valves | スチールゲートバルブ
Pr_65_54_94_87 | 65 | 54 | 94 | 87 | Solenoid-operated valves | 電磁弁装置
Pr_65_54_94_90 | 65 | 54 | 94 | 90 | Triple orifice air valves | トリプルオリフィスエアバルブ |  | 90-12-90/425 Triple orifice air valve; |  | Triple orifice air valve are described by characteristics such as hazardous zone rating, process fluid type and differential pressure (maximum).
Pr_65_54_94_94 | 65 | 54 | 94 | 94 | Vacuum breaker air valves | 吸排気弁 |  | 90-12-90/430 Vacuum breaker air valve; |  | Vacuum breaker air valve are described by characteristics such as hazardous zone rating, process fluid type and differential pressure (maximum).
Pr_65_54_94_95 | 65 | 54 | 94 | 95 | V-port ball valves | Vポートボールバルブ |  | 90-12-90/335 V-port ball valve; |  | V-port ball valve are described by characteristics such as hazardous zone rating, process fluid type and differential pressure (maximum).
Pr_65_54_95 | 65 | 54 | 95 |  | Water services valves | 二方弁装置、三方弁装置 |  |  |  | Backflow prevention check valves are described by characteristics such as third-party certification, family and type and class. An example use may be within a cold water supply system.
Pr_65_54_95_05 | 65 | 54 | 95 | 05 | Backflow prevention check valves | 逆流防止逆止弁 |  | 90-10-90/440 Backflow prevention check valves; |  | Backflow prevention check valves are described by characteristics such as third-party certification, family and type and class. An example use may be within a cold water supply system.
Pr_65_54_95_06 | 65 | 54 | 95 | 06 | Ball valves | ボール弁 |  | 90-10-90/330 Ball valves; |  | Ball valves are described by characteristics such as material, connections and finish. An example use may be within a direct hot water storage supply system.
Pr_65_54_95_08 | 65 | 54 | 95 | 08 | Butterfly valves | バタフライ弁 |  | 90-10-90/332 Butterfly valves; |  | Butterfly valves are described by characteristics such as arrangement, dn rating and pn rating. An example use may be within a direct hot water storage supply system.
Pr_65_54_95_11 | 65 | 54 | 95 | 11 | Cast iron check valves | 逆止弁、フート弁、リフト継手、落水防止弁 |  | 90-10-90/348 Cast iron check valves; |  | Cast iron check valves are described by characteristics such as arrangement, body type and mounting. An example use may be within a sprinkler irrigation system.
Pr_65_54_95_12 | 65 | 54 | 95 | 12 | Cast iron gate valves | 仕切弁 |  | 90-10-90/336 Cast iron gate valves; |  | Cast iron gate valves are described by characteristics such as series, stem and body and bonnet material. An example use may be within a direct hot water storage supply system.
Pr_65_54_95_13 | 65 | 54 | 95 | 13 | Cast iron globe valves | 玉形弁 |  | 90-10-90/340 Cast iron globe valves; |  | Cast iron globe valves are described by characteristics such as pattern, body ends and dn rating. An example use may be within a direct hot water storage supply system.
Pr_65_54_95_14 | 65 | 54 | 95 | 14 | Copper alloy check valves | 銅合金チェックバルブ |  | 90-10-90/352 Lift type check valves; |  | Lift type check valves are described by characteristics such as arrangement, series and material. An example use may be within a sprinkler irrigation system.
Pr_65_54_95_15 | 65 | 54 | 95 | 15 | Copper alloy gate valves | 銅合金ゲートバルブ |  | 90-10-90/342 Copper alloy gate valves; |  | Copper alloy gate valves are described by characteristics such as series, size and material. An example use may be within a direct hot water storage supply system.
Pr_65_54_95_16 | 65 | 54 | 95 | 16 | Copper alloy globe valves | 銅合金グローブバルブ |  | 90-10-90/344 Copper alloy globe valves; |  | Copper alloy globe valves are described by characteristics such as arrangement, series and connections. An example use may be within a direct hot water storage supply system.
Pr_65_54_95_18 | 65 | 54 | 95 | 18 | Copper alloy service stop valves | 銅合金サービスストップバルブ |  | 90-10-90/310 Copper alloy service stop valves; |  | Draw off taps and stop valves are described by characteristics such as arrangement, material and connections. An example use may be within a drip irrigation system.
Pr_65_54_95_19 | 65 | 54 | 95 | 19 | Copper alloy stop valves | 銅合金ストップバルブ |  | 90-10-90/314 Stop valves for potable water; |  | Stop valves for potable water are described by characteristics such as arrangement, material and connections. An example use may be within an incoming water supply.
Pr_65_54_95_20 | 65 | 54 | 95 | 20 | Copper alloy underground stop valves | 銅合金地下ストップバルブ |  | 90-10-90/316 Copper alloy underground stop valves; |  | Underground stop valves are described by characteristics such as connections. An example use may be within an incoming water supply.
Pr_65_54_95_21 | 65 | 54 | 95 | 21 | Commissioning manifolds | マニホールドの試運転 |  | 90-10-90/430 Commissioning manifolds; |  | Commissioning manifolds are described by characteristics such as duty and components. An example use may be within a medium temperature hot water heating system.
Pr_65_54_95_23 | 65 | 54 | 95 | 23 | Draw-off taps | ドローオフタップ
Pr_65_54_95_24 | 65 | 54 | 95 | 24 | Diaphragm valves | ダイヤフラムバルブ |  | 90-10-90/346 Diaphragm valves; |  | Diaphragm valves are described by characteristics such as arrangement, material and connections. An example use may be within a direct hot water storage supply system.
Pr_65_54_95_25 | 65 | 54 | 95 | 25 | Differential pressure control valves | 差圧制御弁 |  | 90-10-90/425 Differential pressure control valves (DPCV); |  | Differential pressure control valves (dpcv) are described by characteristics such as pressure rating, differential pressure (maximum) and temperature range. An example use may be within a medium temperature hot water heating system.
Pr_65_54_95_26 | 65 | 54 | 95 | 26 | Double regulating valves | 二重調整バルブ |  | 90-10-90/356 Double regulating valves; |  | Double regulating valves are described by characteristics such as arrangement, material and connections. An example use may be within a cold water supply system.
Pr_65_54_95_27 | 65 | 54 | 95 | 27 | Draining taps | 排水栓 |  | 90-10-90/374 Draining taps; |  | Draining taps are described by characteristics such as arrangement, material and connections. An example use may be within a drip irrigation system.
Pr_65_54_95_28 | 65 | 54 | 95 | 28 | Excess pressure valves | 過剰圧力バルブ |  | 90-20-80/365 Excess pressure valves; |  | Excess pressure valves are described by characteristics such as material, sizes and downstream pressure control range. An example use may be within a steam and condensate system.
Pr_65_54_95_29 | 65 | 54 | 95 | 29 | Float-operated valves | ボールタップ |  | 90-10-90/320 Copper alloy body, diaphragm type float operated valves; |  | Copper alloy body, diaphragm type float operated valves are described by characteristics such as size, seat number and connections. An example use may be within a cold water supply system.
Pr_65_54_95_30 | 65 | 54 | 95 | 30 | Flow-measuring valves | 瞬間流量計 |  | 90-10-90/358 Flow measuring devices; |  | Flow measuring devices are described by characteristics such as arrangement, material and connections. An example use may be within a cold water supply system.
Pr_65_54_95_31 | 65 | 54 | 95 | 31 | Flow-reducing servicing valves | 減流整備弁
Pr_65_54_95_33 | 65 | 54 | 95 | 33 | Foot valves | フットバルブ
Pr_65_54_95_38 | 65 | 54 | 95 | 38 | Hose union backflow prevention devices | ホースユニオン逆流防止装置 |  | 90-10-90/444 Hose union backflow preventers; |  | Hose union backflow preventers are described by characteristics such as third-party certification, family and type and nominal size. An example use may be within a cold water supply system.
Pr_65_54_95_42 | 65 | 54 | 95 | 42 | In-line anti-vacuum backflow prevention devices | インライン反真空逆流防止装置 |  | 90-10-90/442 In-line anti-vacuum back flow prevention devices; |  | In-line anti-vacuum back flow prevention devices are described by characteristics such as third-party certification, family and type and nominal size. An example use may be within a cold water supply system.
Pr_65_54_95_47 | 65 | 54 | 95 | 47 | Low-pressure thermostatic mixing valves | 低圧サーモスタット混合バルブ |  | 90-10-90/366 Low pressure thermostatic mixing valves; |  | Low pressure thermostatic mixing valves are described by characteristics such as arrangement. An example use may be within a pool water treatment system.
Pr_65_54_95_48 | 65 | 54 | 95 | 48 | Low-temperature thermostatic mixing valves | 低温サーモスタット混合バルブ |  | 90-10-90/372 Thermostatic mixing valves for use in care establishments; |  | Thermostatic mixing valves for use in care establishments are described by characteristics such as arrangement and accessories. An example use may be within a pool water treatment system.
Pr_65_54_95_50 | 65 | 54 | 95 | 50 | Metering valves | 計量バルブ
Pr_65_54_95_53 | 65 | 54 | 95 | 53 | Motorized valves | 電動弁 |  | 90-65-50/350 Motorized valves; |  | Motorized valves are described by characteristics such as arrangement, valve authority and material. An example use may be within a fan coil unit air conditioning system control.
Pr_65_54_95_63 | 65 | 54 | 95 | 63 | Pressure-independent control valves | 圧力に依存しない制御弁 |  | 90-10-90/420 Pressure independent control valves (PICV); |  | Pressure independent control valves (picv) are described by characteristics such as pressure rating, temperature range and material. An example use may be within a medium temperature hot water heating system.
Pr_65_54_95_64 | 65 | 54 | 95 | 64 | Pressure-regulating valves | 圧力調整弁 |  | 90-10-90/410 Pressure regulating valves; |  | Pressure regulating valves are described by characteristics such as third party accreditation, form and adjustment. An example use may be within a cold water supply system.
Pr_65_54_95_65 | 65 | 54 | 95 | 65 | Pressure relief valves | 圧力安全弁 |  | 90-10-90/415 Pressure relief valves; |  | Pressure relief valves are described by characteristics such as third-party certification, operating pressure range and dn rating. An example use may be within a cold water supply system.
Pr_65_54_95_66 | 65 | 54 | 95 | 66 | Pressure-reducing valves | 減圧弁装置
Pr_65_54_95_67 | 65 | 54 | 95 | 67 | Pressure-surplussing valves | 圧力余剰バルブ |  | 90-20-80/375 Pressure surplussing valves; |  | Pressure surplussing valves are described by characteristics such as material, sizes and downstream pressure control range. An example use may be within a steam and condensate system.
Pr_65_54_95_70 | 65 | 54 | 95 | 70 | Radiator valves | ラジエーターバルブ |  | 90-10-90/362 Radiator valves; |  | Radiator valves are described by characteristics such as arrangement, material and connections. An example use may be within an air source heat pump system.
Pr_65_54_95_75 | 65 | 54 | 95 | 75 | Safety valves | 蒸気用安全弁 |  | 90-10-90/376 Safety valves; |  | Safety valves are described by characteristics such as arrangement, material and connections. An example use may be within a low temperature hot water heating system.
Pr_65_54_95_80 | 65 | 54 | 95 | 80 | Steel alloy check valves | 鋼合金チェックバルブ |  | 90-10-90/354 Steel alloy check valves; |  | Steel alloy check valves are described by characteristics such as third-party certification, arrangement and temperature (maximum). An example use may be within a wet riser system.
Pr_65_54_95_81 | 65 | 54 | 95 | 81 | Steel ball valves | 鋼球弁 |  | 90-10-90/334 Cast iron or steel ball valves; |  | Cast iron or steel ball valves are described by characteristics such as arrangement, material and connections. An example use may be within a direct hot water storage supply system.
Pr_65_54_95_82 | 65 | 54 | 95 | 82 | Steel globe valves | スチールグローブバルブ |  | 90-10-90/338 Carbon steel globe valves; |  | Carbon steel globe valves are described by characteristics such as pattern, body ends and dn rating. An example use may be within a direct hot water storage supply system.
Pr_65_54_95_83 | 65 | 54 | 95 | 83 | Steel globe stop and check valves | スチールグローブストップおよびチェックバルブ |  | 90-10-90/350 Carbon steel globe stop and check valves; |  | Carbon steel globe stop and check valves are described by characteristics such as pattern, body ends and dn rating. An example use may be within a sprinkler irrigation system.
Pr_65_54_95_84 | 65 | 54 | 95 | 84 | Steel gate valves | スチールゲートバルブ |  | 90-10-90/313 Steel gate valves; |  | Steel gate valves are described by characteristics such as third-party certification, connections and operating devices.
Pr_65_54_95_86 | 65 | 54 | 95 | 86 | Thermostatic balancing valves | サーモスタットバランスバルブ
Pr_65_54_95_87 | 65 | 54 | 95 | 87 | Tempering valves | 焼戻し弁 |  | 90-10-90/368 Tempering valves; |  | Tempering valves are described by characteristics such as arrangement. An example use may be within a pool water treatment system.
Pr_65_54_95_88 | 65 | 54 | 95 | 88 | Thermostatic mixing valves | サーモスタット混合バルブ |  | 90-10-90/370 Thermostatic mixing valves; |  | Thermostatic mixing valves are described by characteristics such as arrangement. An example use may be within a pool water treatment system.
Pr_65_54_95_89 | 65 | 54 | 95 | 89 | Thermostatic radiator valves | サーモスタットラジエーターバルブ |  | 90-10-90/364 Thermostatic radiator valves; |  | Thermostatic radiator valves are described by characteristics such as standards, arrangement and pattern. An example use may be within an air source heat pump system.
Pr_65_54_95_90 | 65 | 54 | 95 | 90 | Three-way vent cocks | 三方ベントコック |  | 90-10-90/378 Three-way vent cocks; |  | Three-way vent cocks are described by characteristics such as arrangement, material and connections. An example use may be within a medium temperature hot water heating system.
Pr_65_54_95_92 | 65 | 54 | 95 | 92 | Underfloor heating and cooling manifolds | 床下暖房および冷却マニホールド |  | 90-10-60/390 Manifold for underfloor heating and cooling; |  | Manifold for underfloor heating and cooling are described by characteristics such as arrangement and accessories. An example use may be within a chilled water underfloor cooling.
Pr_65_54_95_94 | 65 | 54 | 95 | 94 | Verifiable backflow prevention devices | 検証可能な逆流防止装置 |  | 90-10-90/318 Verifiable backflow preventer with reduced pressure zone (RPZ) valve; |  | Backflow prevention devices are described by characteristics such as standards, arrangement and material. An example use may be within a pool water treatment system.
Pr_65_54_95_96 | 65 | 54 | 95 | 96 | Waterworks gate valves | 上水道ゲートバルブ |  | 90-10-90/312 Gate valves for waterworks; |  | Gate valves for waterworks are described by characteristics such as standards, connections and options. An example use may be within a sprinkler irrigation system.
Pr_65_55 | 65 | 55 |  |  | Liquid and gas distribution products | 液体および気体の流通製品
Pr_65_55_62 | 65 | 55 | 62 |  | Phase change distribution products | 相変化分配製品 |  |  |  | Vaporizers are described by characteristics such as classification. An example use may be within an lpg supply system.
Pr_65_55_62_12 | 65 | 55 | 62 | 12 | Chlorine catchpots | 塩素キャッチポット
Pr_65_55_62_47 | 65 | 55 | 62 | 47 | Liquefied petroleum gas (LPG) vaporizers | 液化石油ガス（LPG）気化器 |  | 90-30-50/380 Vaporizers; |  | Vaporizers are described by characteristics such as classification. An example use may be within an lpg supply system.
Pr_65_55_76 | 65 | 55 | 76 |  | Separators | セパレーター |  |  |  | Austenitic stainless steel separators are described by characteristics such as arrangement, sizes and connections. An example use may be within a steam and condensate system.
Pr_65_55_76_04 | 65 | 55 | 76 | 04 | Austenitic stainless steel steam separators | オーステナイト系ステンレス鋼蒸気分離器 |  | 90-20-75/310 Austenitic stainless steel separators; |  | Austenitic stainless steel separators are described by characteristics such as arrangement, sizes and connections. An example use may be within a steam and condensate system.
Pr_65_55_76_11 | 65 | 55 | 76 | 11 | Carbon steel steam separators | 炭素鋼蒸気分離器 |  | 90-20-75/315 Carbon steel separators; |  | Carbon steel separators are described by characteristics such as arrangement, sizes and connections. An example use may be within a steam and condensate system.
Pr_65_55_76_12 | 65 | 55 | 76 | 12 | Cast iron steam separators | 鋳鉄蒸気分離器 |  | 90-20-75/320 Cast iron separators; |  | Cast iron separators are described by characteristics such as arrangement, sizes and connections. An example use may be within a steam and condensate system.
Pr_65_55_76_13 | 65 | 55 | 76 | 13 | Centrifugal air separators | 遠心式空気分離器 |  | 90-10-60/350 Centrifugal air separators; |  | Centrifugal air separators are described by characteristics such as arrangement, material and connections. An example use may be within a chilled water system.
Pr_65_55_76_15 | 65 | 55 | 76 | 15 | Combined air and dirt separators | エアセパレーターとダートセパレーターの組み合わせ |  | 90-10-60/355 Combined air and dirt separators; |  | Combined air and dirt separators are described by characteristics such as arrangement, material and connections. An example use may be within a chilled water system.
Pr_65_55_76_22 | 65 | 55 | 76 | 22 | Dirt separators | ダートセパレーター |  | 90-10-60/360 Dirt separators; |  | Dirt separators are described by characteristics such as arrangement, material and connections. An example use may be within a chilled water system.
Pr_65_55_76_58 | 65 | 55 | 76 | 58 | Oil and petrol separators | オイルおよびガソリンセパレーター |  | 90-05-20/314 Oil and petrol separator units; |  | Oil and petrol separator units are described by characteristics such as standards, separators and nominal size. An example use may be within a packaged oil and petrol interceptor system for below ground surface water drainage.
Pr_65_55_76_59 | 65 | 55 | 76 | 59 | Oil and water separators | 油水分離器 |  | 90-30-10/385 Oil/ water separators; |  | Oil/ water separators are described by characteristics such as flow rate and oil carry over (maximum). An example use may be within a compressed air supply system.
Pr_65_55_76_77 | 65 | 55 | 76 | 77 | SG iron steam separators | SG鉄蒸気分離器 |  | 90-20-75/325 SG iron separators; |  | Sg iron separators are described by characteristics such as arrangement, sizes and connections. An example use may be within a steam and condensate system.
Pr_65_55_76_84 | 65 | 55 | 76 | 84 | Stainless steel steam separators | ステンレス鋼の蒸気分離器 |  | 90-20-75/330 Stainless steel separators; |  | Stainless steel separators are described by characteristics such as arrangement, sizes and connections. An example use may be within a steam and condensate system.
Pr_65_55_76_96 | 65 | 55 | 76 | 96 | Water separators | 水分離器 |  | 90-25-45/360 Water separators;
Pr_65_55_84 | 65 | 55 | 84 |  | Steam and condensate distribution products | 蒸気および復水分配製品 |  |  |  | Sample coolers are described by characteristics such as shell material and coil material. An example use may be within a steam heating system.
Pr_65_55_84_50 | 65 | 55 | 84 | 50 | Steam manifolds | 蒸気マニホールド
Pr_65_55_84_75 | 65 | 55 | 84 | 75 | Sample coolers | サンプルクーラー |  | 90-20-75/450 Sample coolers; |  | Sample coolers are described by characteristics such as shell material and coil material. An example use may be within a steam heating system.
Pr_65_55_84_94 | 65 | 55 | 84 | 94 | Vacuum breakers | 真空ブレーカー |  | 90-20-75/455 Vacuum breakers; |  | Vacuum breakers are described by characteristics such as material, size and connections. An example use may be within a steam and condensate system.
Pr_65_55_85 | 65 | 55 | 85 |  | Steam and condensate recovery vessels | 蒸気および復水回収容器 |  |  |  | Blowdown vessels are described by characteristics such as arrangement, capacity and material. An example use may be within a steam heating system.
Pr_65_55_85_08 | 65 | 55 | 85 | 08 | Blowdown vessels | ブローダウン容器 |  | 90-20-75/430 Blowdown vessels; |  | Blowdown vessels are described by characteristics such as arrangement, capacity and material. An example use may be within a steam heating system.
Pr_65_55_85_30 | 65 | 55 | 85 | 30 | Flash steam recovery vessels | フラッシュスチーム回収容器 |  | 90-20-75/440 Flash steam recovery vessels; |  | Flash steam recovery vessels are described by characteristics such as construction, material and inlet diameter. An example use may be within a steam heating system.
Pr_65_55_85_85 | 65 | 55 | 85 | 85 | Steam feedtanks | 蒸気フィードタンク |  | 90-20-75/435 Feedtanks; |  | Feedtanks are described by characteristics such as arrangement, capacity and material. An example use may be within a steam and condensate system.
Pr_65_55_86 | 65 | 55 | 86 |  | Steam traps and strainers | スチームトラップとストレーナー |  |  |  | Angle strainers are described by characteristics such as material, sizes and connections. An example use may be within a steam and condensate system.
Pr_65_55_86_05 | 65 | 55 | 86 | 05 | Angle steam strainers | アングルスチームストレーナー |  | 90-20-80/315 Angle strainers; |  | Angle strainers are described by characteristics such as material, sizes and connections. An example use may be within a steam and condensate system.
Pr_65_55_86_06 | 65 | 55 | 86 | 06 | Balanced pressure steam traps | 平衡圧力スチームトラップ |  | 90-20-75/335 Balanced pressure steam traps; |  | Balanced pressure steam traps are described by characteristics such as material, direction of flow and sizes. An example use may be within a steam and condensate system.
Pr_65_55_86_07 | 65 | 55 | 86 | 07 | Ball float steam traps | ボールフロートスチームトラップ |  | 90-20-75/340 Ball float steam traps; |  | Ball float steam traps are described by characteristics such as material, sizes and connections. An example use may be within a steam and condensate system.
Pr_65_55_86_08 | 65 | 55 | 86 | 08 | Bimetallic steam traps | バイメタルスチームトラップ |  | 90-20-75/345 Bimetallic steam traps; |  | Bimetallic steam traps are described by characteristics such as material, sizes and connections. An example use may be within a steam and condensate system.
Pr_65_55_86_42 | 65 | 55 | 86 | 42 | Inverted bucket steam traps | 蒸気トラップ装置 |  | 90-20-75/350 Inverted bucket steam traps; |  | Inverted bucket steam traps are described by characteristics such as material, sizes and connections. An example use may be within a steam and condensate system.
Pr_65_55_86_88 | 65 | 55 | 86 | 88 | Thermodynamic steam traps | 熱力学スチームトラップ |  | 90-20-75/355 Thermodynamic steam traps; |  | Thermodynamic steam traps are described by characteristics such as material, sizes and connections. An example use may be within a steam and condensate system.
Pr_65_55_86_89 | 65 | 55 | 86 | 89 | Thermostatic steam traps | サーモスタットスチームトラップ |  | 90-20-75/360 Thermostatic steam traps; |  | Thermostatic steam traps are described by characteristics such as material, sizes and connections. An example use may be within a steam and condensate system.
Pr_65_55_86_99 | 65 | 55 | 86 | 99 | Y-type steam strainers | Y型スチームストレーナー |  | 90-20-80/320 Y-type strainers; |  | Y-type strainers are described by characteristics such as material, sizes and connections. An example use may be within a steam and condensate system.
Pr_65_55_96 | 65 | 55 | 96 |  | Washing products | 製品の洗浄 |  |  |  | Drive through wheel wash are described by characteristics such as wash platform dimensions, pumps and spray nozzles.﻿URL
Pr_65_55_96_24 | 65 | 55 | 96 | 24 | Drive-through wheel wash | ドライブスルーホイールウォッシュ |  | 90-15-85/320 Drive through wheel wash; |  | Drive through wheel wash are described by characteristics such as wash platform dimensions, pumps and spray nozzles.
Pr_65_55_96_72 | 65 | 55 | 96 | 72 | Roller wheel wash | ローラーホイールウォッシュ |  | 90-15-85/310 Roller wheel wash; |  | Roller wheel wash are described by characteristics such as plan dimensions, width of vehicle (maximum) and pumps.
Pr_65_55_96_96 | 65 | 55 | 96 | 96 | Wash plant | 洗浄植物 |  | 90-15-85/330 Wash plant; |  | Wash plant are described by characteristics such as location of wash plant, dimensions and drainage system.
Pr_65_57 | 65 | 57 |  |  | Filter products | 製品のフィルター
Pr_65_57_02 | 65 | 57 | 02 |  | Air filters | エアフィルター |  |  |  | Activated carbon filters are described by characteristics such as duty, general and media type. An example use may be within a safety cabinet extract system.
Pr_65_57_02_02 | 65 | 57 | 02 | 02 | Activated carbon air filters | 活性炭エアフィルター |  | 90-45-10/310 Activated carbon filters; |  | Activated carbon filters are described by characteristics such as duty, general and media type. An example use may be within a safety cabinet extract system.
Pr_65_57_02_03 | 65 | 57 | 02 | 03 | Air gas and vapour cleaners | 空気ガスおよび蒸気クリーナー
Pr_65_57_02_04 | 65 | 57 | 02 | 04 | Air particle cleaners | 空気粒子クリーナー
Pr_65_57_02_06 | 65 | 57 | 02 | 06 | Baffle grease air filters | バッフルグリースエアフィルター |  | 90-45-10/370 Primary grease filters; |  | Primary grease filters are described by characteristics such as filter, filter type and air flow. An example use may be within a kitchen extract ventilation system.
Pr_65_57_02_07 | 65 | 57 | 02 | 07 | Bag air filters | バッグエアフィルター |  | 90-45-10/380 Bag filters; |  | Bag filters are described by characteristics such as standards, duty and final filter pressure drop. An example use may be within a safety cabinet extract system.
Pr_65_57_02_11 | 65 | 57 | 02 | 11 | Cartridge grease air filters | カートリッジグリースエアフィルター |  | 90-45-10/370 Primary grease filters; |  | Primary grease filters are described by characteristics such as filter, filter type and air flow. An example use may be within a kitchen extract ventilation system.
Pr_65_57_02_15 | 65 | 57 | 02 | 15 | Cold water mist grease air filters | 冷水ミストグリースエアフィルター |  | 90-45-10/370 Primary grease filters; |  | Primary grease filters are described by characteristics such as filter, filter type and air flow. An example use may be within a kitchen extract ventilation system.
Pr_65_57_02_20 | 65 | 57 | 02 | 20 | Cyclone filters | サイクロンフィルター |  | 90-45-10/315 Cyclone filters; |  | Cyclone filters are described by characteristics such as duty, number of cyclones and options. An example use may be within a local exhaust ventilation system.
Pr_65_57_02_25 | 65 | 57 | 02 | 25 | Duct-mounted modular electrostatic air filters | ダクト取り付け式モジュラー静電エアフィルター
Pr_65_57_02_26 | 65 | 57 | 02 | 26 | Efficient particulate arrestor (EPA) air filters | 効率的な微粒子防止装置（EPA）エアフィルター |  | 90-45-10/320 Efficient particulate arrestor (EPA) filters; |  | Efficient particulate arrestor (epa) filters are described by characteristics such as use of conditioned space, duty and filter media. An example use may be within a safety cabinet extract system.
Pr_65_57_02_28 | 65 | 57 | 02 | 28 | Electrostatic precipitators | 電気集塵機 |  | 90-45-10/330 Electrostatic precipitators; |  | Electrostatic precipitators are described by characteristics such as duty, conditions and arrangement. An example use may be within a safety cabinet extract system.
Pr_65_57_02_29 | 65 | 57 | 02 | 29 | Fabric filters | 生地フィルター |  | 90-45-10/335 Fabric filters; |  | Fabric filters are described by characteristics such as contaminated air, filter fabric and method of cleaning. An example use may be within a local exhaust ventilation system.
Pr_65_57_02_37 | 65 | 57 | 02 | 37 | High efficiency particle arrestor (HEPA) air filters | 高効率パーティクルアレスター（HEPA）エアフィルター |  | 90-45-10/340 High efficiency particle arrestor (HEPA) filters; |  | High efficiency particle arrestor (hepa) filters are described by characteristics such as use of conditioned space, duty and filter media. An example use may be within a safety cabinet extract system.
Pr_65_57_02_52 | 65 | 57 | 02 | 52 | Mesh air filters | メッシュエアフィルター |  | 90-45-10/350 Mesh filters; |  | Mesh filters are described by characteristics such as air flow, pressure drop and size. An example use may be within a kitchen extract ventilation system.
Pr_65_57_02_66 | 65 | 57 | 02 | 66 | Panel air filters | パネル形エアフィルター |  | 90-45-10/360 Panel filters; |  | Panel filters are described by characteristics such as standards, filter type and duty. An example use may be within a safety cabinet extract system.
Pr_65_57_02_70 | 65 | 57 | 02 | 70 | Safe change filter changing units | 安全交換フィルター交換ユニット |  | 90-45-10/450 Safe change filter changing units; |  | Safe change filter changing units are described by characteristics such as material.
Pr_65_57_02_92 | 65 | 57 | 02 | 92 | Ultra-low particle arrestor (ULPA) air filters | 超低粒子アレスタ（ULPA）エアフィルター |  | 90-45-10/400 Ultra low particle arrestor (ULPA) filters; |  | Ultra low particle arrestor (ulpa) filters are described by characteristics such as use of conditioned space, duty and filter media. An example use may be within a safety cabinet extract system.
Pr_65_57_02_93 | 65 | 57 | 02 | 93 | Ultraviolet light grease filters | 紫外線グリースフィルター |  | 90-45-10/390 Secondary grease filters; |  | Secondary grease filters are described by characteristics such as filter type. An example use may be within a kitchen extract ventilation system.
Pr_65_57_02_96 | 65 | 57 | 02 | 96 | Water wash grease air filters | 水洗グリースエアフィルター |  | 90-45-10/370 Primary grease filters; |  | Primary grease filters are described by characteristics such as filter, filter type and air flow. An example use may be within a kitchen extract ventilation system.
Pr_65_57_02_97 | 65 | 57 | 02 | 97 | Wet scrubber filters | 湿式スクラバーフィルター |  | 90-45-10/480 Wet scrubber filters; |  | Wet scrubber filters are described by characteristics such as type of scrubber and contaminated air. An example use may be within a local exhaust ventilation system.
Pr_65_57_33 | 65 | 57 | 33 |  | Gas and air filters | ガスおよびエアフィルター |  |  |  | In line filters are described by characteristics such as filter type, flow rate and particle removal. An example use may be within a compressed air supply system.
Pr_65_57_33_02 | 65 | 57 | 33 | 02 | Activated carbon compressed air filters | 活性炭圧縮空気フィルター |  | 90-30-10/380 In line filters; |  | In line filters are described by characteristics such as filter type, flow rate and particle removal. An example use may be within a compressed air supply system.
Pr_65_57_33_15 | 65 | 57 | 33 | 15 | Coalescing compressed air filters | 圧縮空気フィルターの合体 |  | 90-30-10/380 In line filters; |  | In line filters are described by characteristics such as filter type, flow rate and particle removal. An example use may be within a compressed air supply system.
Pr_65_57_33_25 | 65 | 57 | 33 | 25 | Dust compressed air filters | ダスト圧縮空気フィルター |  | 90-30-10/380 In line filters; |  | In line filters are described by characteristics such as filter type, flow rate and particle removal. An example use may be within a compressed air supply system.
Pr_65_57_33_33 | 65 | 57 | 33 | 33 | Gas filters | ガスフィルター |  | 90-30-35/350 Gas filters; |  | Gas filters are described by characteristics such as arrangement, filtration size and connection. An example use may be within a natural gas supply system.
Pr_65_57_58 | 65 | 57 | 58 |  | Oil filters and strainers | オイルフィルターとストレーナー |  |  |  | Filters are described by characteristics such as arrangement and material. An example use may be within a fuel oil supply system.
Pr_65_57_58_58 | 65 | 57 | 58 | 58 | Oil filters | オイルフィルター |  | 90-25-45/330 Filters; |  | Filters are described by characteristics such as arrangement and material. An example use may be within a fuel oil supply system.
Pr_65_57_58_59 | 65 | 57 | 58 | 59 | Oil strainers | オイルストレーナー |  | 90-25-45/350 Strainers; |  | Strainers are described by characteristics such as arrangement. An example use may be within a fuel oil supply system.
Pr_65_57_85 | 65 | 57 | 85 |  | Swimming pool water filters and strainers | スイミングプールの浄水器とストレーナー |  |  |  | Basket filters are described by characteristics such as strainer free area (minimum) and number to be supplied. An example use may be within a pool water treatment system.
Pr_65_57_85_06 | 65 | 57 | 85 | 06 | Basket filters | バスケットフィルター |  | 90-15-75/360 Basket filters; |  | Basket filters are described by characteristics such as strainer free area (minimum) and number to be supplied. An example use may be within a pool water treatment system.
Pr_65_57_85_07 | 65 | 57 | 85 | 07 | Basket strainers | バスケットストレーナー
Pr_65_57_85_12 | 65 | 57 | 85 | 12 | Cartridge pool water filters | カートリッジプール水フィルター |  | 90-15-75/370 Cartridge filters; |  | Cartridge filters are described by characteristics such as arrangement, material and number to be supplied. An example use may be within a pool water treatment system.
Pr_65_57_85_22 | 65 | 57 | 85 | 22 | Diatomaceous earth water filters | 珪藻土水フィルター |  | 90-15-75/380 Diatomaceous earth filters; |  | Diatomaceous earth filters are described by characteristics such as arrangement, size and number to be supplied. An example use may be within a pool water treatment system.
Pr_65_57_85_33 | 65 | 57 | 85 | 33 | Glass media water filters | ガラスメディア水フィルター |  | 90-15-75/465 Glass media filters; |  | Glass media filters are described by characteristics such as arrangement, filter media and tank construction. An example use may be within a pool water treatment system.
Pr_65_57_85_65 | 65 | 57 | 85 | 65 | Pressure water filters | 圧力水フィルター |  | 90-15-75/390 Pressure filters; |  | Pressure filters are described by characteristics such as media type, number to be supplied and filtration rate. An example use may be within a pool water treatment system.
Pr_65_57_85_70 | 65 | 57 | 85 | 70 | Regenerative water filters | 再生水フィルター |  | 90-15-75/475 Regenerative filters; |  | Regenerative filters are described by characteristics such as construction, filter elements and components. An example use may be within a pool water treatment system.
Pr_65_57_85_75 | 65 | 57 | 85 | 75 | Sand water filters | 砂水フィルター |  | 90-15-75/460 Sand filters; |  | Sand filters are described by characteristics such as arrangement, sand bed and tank construction. An example use may be within a pool water treatment system.
Pr_65_57_95 | 65 | 57 | 95 |  | Water feature filters and strainers | 水機能フィルターとストレーナー |  |  |  | Biological filters are described by characteristics such as configuration, housing material and features.
Pr_65_57_95_07 | 65 | 57 | 95 | 07 | Biological filters | 生物学的フィルター |  | 90-15-90/301 Biological filters; |  | Biological filters are described by characteristics such as configuration, housing material and features.
Pr_65_57_95_11 | 65 | 57 | 95 | 11 | Cartridge water filters | カートリッジ水フィルター |  | 90-15-90/305 Cartridge water filters; |  | Cartridge water filters are described by characteristics such as housing material, filter material and screen size.
Pr_65_57_95_13 | 65 | 57 | 95 | 13 | Centrifugal particle separators | 遠心分離機 |  | 90-15-90/307 Centrifugal separators; |  | Centrifugal separators are described by characteristics such as housing material, operating pressure and connections.
Pr_65_57_95_22 | 65 | 57 | 95 | 22 | Disc filters | ディスクフィルター |  | 90-15-90/321 Disc filters; |  | Disc filters are described by characteristics such as housing material, disc properties and operating pressure.
Pr_65_57_95_42 | 65 | 57 | 95 | 42 | In-line water filters | インライン水フィルター |  | 90-15-90/325 Inline water filters; |  | Inline water filters are described by characteristics such as housing material, filter type and operating pressure.
Pr_65_57_95_51 | 65 | 57 | 95 | 51 | Media water filters | メディア水フィルター |  | 90-15-90/327 Media water filters; |  | Media water filters are described by characteristics such as housing material, filter type and connections.
Pr_65_57_95_76 | 65 | 57 | 95 | 76 | Screen filters | 画面フィルター |  | 90-15-90/331 Screen filters; |  | Screen filters are described by characteristics such as filter type, housing material and screen properties.
Pr_65_57_95_96 | 65 | 57 | 95 | 96 | Water strainers | 水ストレーナー |  | 90-15-90/351 Water strainers; |  | Water strainers are described by characteristics such as material, mesh size and connections. An example use may be within a water play system.
Pr_65_57_96 | 65 | 57 | 96 |  | Water filters and strainers | 浄水器とストレーナー |  |  |  | Pipeline strainers are described by characteristics such as pattern, material and connections. An example use may be within a chilled water system.
Pr_65_57_96_02 | 65 | 57 | 96 | 02 | Activated carbon water filters | 活性炭水フィルター
Pr_65_57_96_03 | 65 | 57 | 96 | 03 | Active biological water filters | アクティブな生物学的水フィルター
Pr_65_57_96_04 | 65 | 57 | 96 | 04 | Angle water strainers | アングルウォーターストレーナー |  | 90-10-60/400 Pipeline strainers; |  | Pipeline strainers are described by characteristics such as pattern, material and connections. An example use may be within a chilled water system.
Pr_65_57_96_08 | 65 | 57 | 96 | 08 | Basket water strainers | バスケット水濾過器 |  | 90-10-60/400 Pipeline strainers; |  | Pipeline strainers are described by characteristics such as pattern, material and connections. An example use may be within a chilled water system.
Pr_65_57_96_09 | 65 | 57 | 96 | 09 | Bottle brush water filters | ボトルブラシ水フィルター
Pr_65_57_96_11 | 65 | 57 | 96 | 11 | Canister water filters | キャニスター水フィルター
Pr_65_57_96_13 | 65 | 57 | 96 | 13 | Chlorine dioxide biological water filters | 二酸化塩素生物水フィルター
Pr_65_57_96_16 | 65 | 57 | 96 | 16 | Conical water filters | 円錐形水フィルター
Pr_65_57_96_29 | 65 | 57 | 96 | 29 | Fast bed rapid sand water filters | 高速ベッド高速砂水フィルター
Pr_65_57_96_30 | 65 | 57 | 96 | 30 | Floating tank water filters | フローティングタンク水フィルター
Pr_65_57_96_34 | 65 | 57 | 96 | 34 | Granular activated carbon water filters | 粒状活性炭水フィルター
Pr_65_57_96_35 | 65 | 57 | 96 | 35 | Gravel water filters | 砂利水フィルター
Pr_65_57_96_52 | 65 | 57 | 96 | 52 | Membrane water filters | 膜水フィルター
Pr_65_57_96_53 | 65 | 57 | 96 | 53 | Mesh water filters | メッシュ水フィルター
Pr_65_57_96_62 | 65 | 57 | 96 | 62 | Pilot water filters | パイロット水フィルター
Pr_65_57_96_70 | 65 | 57 | 96 | 70 | Rapid gravity water filters | 急速重力水フィルター
Pr_65_57_96_72 | 65 | 57 | 96 | 72 | Reed bed water filters | リードベッド水フィルター
Pr_65_57_96_77 | 65 | 57 | 96 | 77 | Side stream water filters | サイドストリーム水フィルター |  | 90-15-95/370 Filtration units; |  | Filtration units are described by characteristics such as water flow rate, system pressure and system temperature. An example use may be within a chilled water system.
Pr_65_57_96_79 | 65 | 57 | 96 | 79 | Slow bed sand water filters | 遅いベッドの砂水フィルター
Pr_65_57_96_86 | 65 | 57 | 96 | 86 | Subsurface vortex water filters | 地下渦水フィルター
Pr_65_57_96_99 | 65 | 57 | 96 | 99 | Y-type water strainers | ストレーナー |  | 90-10-60/400 Pipeline strainers; |  | Pipeline strainers are described by characteristics such as pattern, material and connections. An example use may be within a chilled water system.
Pr_65_65 | 65 | 65 |  |  | Ductwork products | ダクト製品
Pr_65_65_23 | 65 | 65 | 23 |  | Ductwork accessories | ダクト付属品 |  |  |  | Access doors are described by characteristics such as material. An example use may be within a mechanical extract ventilation system.
Pr_65_65_23_20 | 65 | 65 | 23 | 20 | Duct access panels | 風量測定口 |  | 90-45-25/400 Access doors; |  | Access doors are described by characteristics such as material. An example use may be within a mechanical extract ventilation system.
Pr_65_65_23_25 | 65 | 65 | 23 | 25 | Ductwork access doorsets | ダクト作業用ドアセット
Pr_65_65_23_69 | 65 | 65 | 23 | 69 | Quench pipe bellows | 急冷パイプベローズ
Pr_65_65_24 | 65 | 65 | 24 |  | Duct dampers | 丸型・角型ダンパー |  |  |  | Fire and smoke dampers are described by characteristics such as arrangement, classification and material. An example use may be within a mechanical extract ventilation system.
Pr_65_65_24_16 | 65 | 65 | 24 | 16 | Constant volume boxes | 定風量ユニット
Pr_65_65_24_29 | 65 | 65 | 24 | 29 | Fire and smoke dampers | 防火防煙ダンパー |  | 90-45-25/420 Fire and smoke dampers; |  | Fire and smoke dampers are described by characteristics such as arrangement, classification and material. An example use may be within a mechanical extract ventilation system.
Pr_65_65_24_30 | 65 | 65 | 24 | 30 | Fire dampers | 防火ダンパー、防火・ピストンダンパー
Pr_65_65_24_42 | 65 | 65 | 24 | 42 | Intumescent fire and smoke dampers | 排煙ダクト接続の防火ダンパー、排煙ダンパー |  | 90-45-25/445 Intumescent fire and smoke dampers; |  | Intumescent fire and smoke dampers are described by characteristics such as arrangement. An example use may be within a mechanical extract ventilation system.
Pr_65_65_24_56 | 65 | 65 | 24 | 56 | Non-return dampers | 逆流防止ダンパー |  | 90-45-25/460 Non-return dampers; |  | Non-return dampers are described by characteristics such as leakage through closed blades, casing leakage and pressure. An example use may be within a mechanical extract ventilation system.
Pr_65_65_24_66 | 65 | 65 | 24 | 66 | Pressure control flaps | ピストンダンバー |  | 90-45-25/465 Pressure control flaps; |  | Pressure control flaps are described by characteristics such as material, wall mounting casings material and control pressure of balance weight. An example use may be within a mechanical extract ventilation system.
Pr_65_65_24_68 | 65 | 65 | 24 | 68 | Pressure relief dampers | 避圧ダンパー |  | 90-45-25/470 Pressure relief dampers; |  | Pressure relief dampers are described by characteristics such as mounting and material. An example use may be within a mechanical extract ventilation system.
Pr_65_65_24_78 | 65 | 65 | 24 | 78 | Shut-off dampers | モーターダンパー |  | 90-45-25/480 Shut off dampers; |  | Shut off dampers are described by characteristics such as leakage through closed blades, casing leakage and pressure. An example use may be within a mechanical extract ventilation system.
Pr_65_65_24_80 | 65 | 65 | 24 | 80 | Smoke dampers | 防煙ダンパー |  | 90-45-25/482 Smoke dampers; |  | Smoke dampers are described by characteristics such as classification, activation and actuators. An example use may be within a mechanical extract ventilation system.
Pr_65_65_24_93 | 65 | 65 | 24 | 93 | Variable air volume boxes | 変風量ユニット |  | 90-45-25/490 VAV terminal units; |  | Vav terminal units are described by characteristics such as duty, volume control method and components. An example use may be within a centralized all-air conditioning system.
Pr_65_65_24_95 | 65 | 65 | 24 | 95 | Volume control dampers | 風量調整ダンパー
Pr_65_65_25 | 65 | 65 | 25 |  | Ductwork and fittings | ダクトと継手 |  |  |  | Circular plastics ductwork and fittings are described by characteristics such as classification, environmental conditions for plastics ductwork and material. An example use may be within a natural ventilation system.
Pr_65_65_25_13 | 65 | 65 | 25 | 13 | Circular plastics ductwork and fittings | 円形プラスチック製ダクトおよび継手 |  | 90-45-25/310 Circular plastics ductwork and fittings; |  | Circular plastics ductwork and fittings are described by characteristics such as classification, environmental conditions for plastics ductwork and material. An example use may be within a natural ventilation system.
Pr_65_65_25_14 | 65 | 65 | 25 | 14 | Circular sheet metal ductwork and fittings | 円形シートメタルダクトおよび継手 |  | 90-45-25/315 Circular sheet metal ductwork and fittings; |  | Circular sheet metal ductwork and fittings are described by characteristics such as standards, classification and special installations. An example use may be within a natural ventilation system.
Pr_65_65_25_23 | 65 | 65 | 25 | 23 | Domestic rigid ductwork and fittings | 国内の堅いダクト工事および付属品 |  | 90-45-25/380 Domestic rigid ductwork and fittings; |  | Domestic rigid ductwork and fittings are described by characteristics such as material, size and jointing. An example use may be within a mechanical and whole building ventilation system.
Pr_65_65_25_28 | 65 | 65 | 25 | 28 | Fabric ductwork and fittings | 布製ダクトと継手 |  | 90-45-25/375 Fabric ductwork and fittings; |  | Fabric ductwork and fittings are described by characteristics such as shape, dimensions and material. An example use may be within a mechanical supply ventilation system.
Pr_65_65_25_30 | 65 | 65 | 25 | 30 | Fire-resisting ductwork and fittings | 耐火ダクトおよび付属品 |  | 90-45-25/322 Fire resisting ductwork and fittings; |  | Fire resisting ductwork and fittings are described by characteristics such as classification. An example use may be within a natural ventilation system.
Pr_65_65_25_31 | 65 | 65 | 25 | 31 | Flat oval sheet metal ductwork and fittings | 平らな楕円形の板金ダクトと継手 |  | 90-45-25/325 Flat oval sheet metal ductwork and fittings; |  | Flat oval sheet metal ductwork and fittings are described by characteristics such as classification, special installations and material. An example use may be within a natural ventilation system.
Pr_65_65_25_32 | 65 | 65 | 25 | 32 | Flexible ductwork | 柔軟なダクト |  | 90-45-25/430 Flexible ductwork; |  | Flexible ductwork are described by characteristics such as material. An example use may be within a mechanical extract ventilation system.
Pr_65_65_25_34 | 65 | 65 | 25 | 34 | Glass fibre ductwork and fittings | グラスファイバーダクトとフィッティング |  | 90-45-25/330 Glass fibre ductwork and fittings; |  | Glass fibre ductwork and fittings are described by characteristics such as fabrication, shape and finish. An example use may be within a mechanical supply ventilation system.
Pr_65_65_25_64 | 65 | 65 | 25 | 64 | Pre-insulated ductwork and fittings | 事前に断熱されたダクトと継手 |  | 90-45-25/350 Pre-insulated ductwork and fittings; |  | Pre-insulated ductwork and fittings are described by characteristics such as insulation material, internal and external material and finish. An example use may be within a natural ventilation system.
Pr_65_65_25_69 | 65 | 65 | 25 | 69 | Quench pipe and fittings | クエンチパイプと継手
Pr_65_65_25_71 | 65 | 65 | 25 | 71 | Rectangular plastics ductwork and fittings | 長方形のプラスチック製ダクトと継手 |  | 90-45-25/360 Rectangular plastics ductwork and fittings; |  | Rectangular plastics ductwork and fittings are described by characteristics such as classification, environmental conditions for plastics ductwork and material. An example use may be within a natural ventilation system.
Pr_65_65_25_72 | 65 | 65 | 25 | 72 | Rectangular sheet metal ductwork and fittings | 長方形の板金ダクトと継手 |  | 90-45-25/365 Rectangular sheet metal ductwork and fittings; |  | Rectangular sheet metal ductwork and fittings are described by characteristics such as standards, classification and special installations. An example use may be within a catalytic iron filter system.
Pr_65_65_25_77 | 65 | 65 | 25 | 77 | Smoke extract ductwork | 煙抽出ダクト |  | 90-45-25/370 Smoke extract ductwork; |  | Smoke extract ductwork are described by characteristics such as designation, duct type and accessories. An example use may be within a centralized all-air conditioning system.
Pr_65_67 | 65 | 67 |  |  | Air and fume distribution products | 空気およびヒューム分配製品
Pr_65_67_16 | 65 | 67 | 16 |  | Compressed air products | 圧縮空気製品 |  |  |  | Compressors are described by characteristics such as arrangement, pressure and compressor. An example use may be within a compressed air supply system.
Pr_65_67_16_02 | 65 | 67 | 16 | 02 | Air compressors | 空気圧縮機 |  | 90-30-10/335 Compressors; |  | Compressors are described by characteristics such as arrangement, pressure and compressor. An example use may be within a compressed air supply system.
Pr_65_67_16_03 | 65 | 67 | 16 | 03 | Air-cooled aftercoolers | 空冷式アフタークーラー |  | 90-30-10/310 Air cooled aftercoolers; |  | Air cooled aftercoolers are described by characteristics such as arrangement, flow rate and electrical supply type. An example use may be within a compressed air supply system.
Pr_65_67_16_04 | 65 | 67 | 16 | 04 | Air preparation units | 空気準備ユニット |  | 90-30-10/320 Air preparation units; |  | Air preparation units are described by characteristics such as size, bowl and filter element. An example use may be within a compressed air supply system.
Pr_65_67_16_05 | 65 | 67 | 16 | 05 | Air receivers | 空気槽 |  | 90-30-10/325 Air receivers; |  | Air receivers are described by characteristics such as standards, capacity and accessories. An example use may be within a compressed air supply system.
Pr_65_67_16_08 | 65 | 67 | 16 | 08 | Blow protectors | ブロープロテクター |  | 90-30-10/330 Blow protectors; |  | Blow protectors are described by characteristics such as size. An example use may be within a compressed air supply system.
Pr_65_67_16_22 | 65 | 67 | 16 | 22 | Desiccant air dryers | 乾燥剤空気乾燥機 |  | 90-30-10/350 Desiccant dryers; |  | Desiccant dryers are described by characteristics such as eca compliant, arrangement and desiccant material. An example use may be within a compressed air supply system.
Pr_65_67_16_50 | 65 | 67 | 16 | 50 | Medical gas compressors | 医療用ガスコンプレッサー |  | 90-30-55/316 Compressors; |  | Compressors are described by characteristics such as pressure, arrangement and compressor. An example use may be within a medical compressed air supply system.
Pr_65_67_16_71 | 65 | 67 | 16 | 71 | Refrigerant air dryers | 冷媒空気乾燥機 |  | 90-30-10/355 Refrigerant dryers; |  | Refrigerant dryers are described by characteristics such as arrangement, eca compliant and flow rate. An example use may be within a compressed air supply system.
Pr_65_67_16_96 | 65 | 67 | 16 | 96 | Water-cooled aftercoolers | 水冷式アフタークーラー |  | 90-30-10/315 Water cooled aftercoolers; |  | Water cooled aftercoolers are described by characteristics such as arrangement, flow rate and pipeline sizes. An example use may be within a compressed air supply system.
Pr_65_67_22 | 65 | 67 | 22 |  | De-aerators | 脱気装置 |  |  |  | De-aeration devices are described by characteristics such as arrangement, size and de-aeration capacity. An example use may be within a fuel oil supply system.
Pr_65_67_22_47 | 65 | 67 | 22 | 47 | Liquid fuel de-aerators | 液体燃料脱気装置 |  | 90-25-45/320 De-aeration devices; |  | De-aeration devices are described by characteristics such as arrangement, size and de-aeration capacity. An example use may be within a fuel oil supply system.
Pr_65_67_22_66 | 65 | 67 | 22 | 66 | Pressure differential de-aerators | 差圧エアレーター |  | 90-10-60/340 Pressure differential de-aerators; |  | Pressure differential de-aerators are described by characteristics such as arrangement, material and connections. An example use may be within a chilled water system.
Pr_65_67_22_88 | 65 | 67 | 22 | 88 | Temperature differential de-aerators | 温度差脱気器 |  | 90-10-60/345 Temperature differential de-aerators; |  | Temperature differential de-aerators are described by characteristics such as arrangement, material and connections. An example use may be within a chilled water system.
Pr_65_67_28 | 65 | 67 | 28 |  | Expansion compensators | 拡張補償器 |  |  |  | Angular expansion compensators are described by characteristics such as standards, format and material. An example use may be within a pool water treatment system.
Pr_65_67_28_03 | 65 | 67 | 28 | 03 | Angular expansion compensators | 角度拡張補償器 |  | 90-10-60/320 Angular expansion compensators; |  | Angular expansion compensators are described by characteristics such as standards, format and material. An example use may be within a pool water treatment system.
Pr_65_67_28_05 | 65 | 67 | 28 | 05 | Axial expansion compensators | 軸方向拡張補償器 |  | 90-10-60/325 Axial expansion compensators; |  | Axial expansion compensators are described by characteristics such as standards, arrangement and material. An example use may be within a pool water treatment system.
Pr_65_67_28_46 | 65 | 67 | 28 | 46 | Lateral expansion compensators | 横膨張補償器 |  | 90-10-60/330 Lateral expansion compensators; |  | Lateral expansion compensators are described by characteristics such as standards, tie bars and material. An example use may be within a pool water treatment system.
Pr_65_67_29 | 65 | 67 | 29 |  | Fans | ファン |  |  |  | Axial flow fans are described by characteristics such as performance, duty and mechanical safety. An example use may be within a kitchen extract ventilation system.
Pr_65_67_29_05 | 65 | 67 | 29 | 05 | Axial flow fans | 軸流送風機 |  | 90-45-30/310 Axial flow fans; |  | Axial flow fans are described by characteristics such as performance, duty and mechanical safety. An example use may be within a kitchen extract ventilation system.
Pr_65_67_29_09 | 65 | 67 | 29 | 09 | Bifurcated fans | 二股ファン
Pr_65_67_29_12 | 65 | 67 | 29 | 12 | Centrifugal fans | 天井扇、遠心送風機_片吸込、消音ボックス付送風機 |  | 90-45-30/320 Centrifugal fans; |  | Centrifugal fans are described by characteristics such as performance, fan blades and duty. An example use may be within a kitchen extract ventilation system.
Pr_65_67_29_23 | 65 | 67 | 29 | 23 | Domestic fan units | 国内ファンユニット |  | 90-45-30/400 Domestic fan units; |  | Domestic fan units are described by characteristics such as standards, duty and mounting. An example use may be within a local extract ventilation system.
Pr_65_67_29_24 | 65 | 67 | 29 | 24 | Domestic multipoint fan units | 国内マルチポイントファンユニット |  | 90-45-30/410 Domestic multipoint fan units; |  | Domestic multipoint fan units are described by characteristics such as standards, duty and controls. An example use may be within a mechanical and whole building ventilation system.
Pr_65_67_29_44 | 65 | 67 | 29 | 44 | Jet fans | エア搬送ファン |  | 90-45-30/330 Jet fans; |  | Jet fans are described by characteristics such as duty. An example use may be within a car park extract system.
Pr_65_67_29_52 | 65 | 67 | 29 | 52 | Mixed flow fans | 混合流ファン |  | 90-45-30/340 Mixed flow fans; |  | Mixed flow fans are described by characteristics such as performance, duty and mechanical safety. An example use may be within a kitchen extract ventilation system.
Pr_65_67_29_62 | 65 | 67 | 29 | 62 | Plug fans | プラグファン |  | 90-45-30/390 Plug fans; |  | Plug fans are described by characteristics such as standards, fan blades and duty.
Pr_65_67_29_64 | 65 | 67 | 29 | 64 | Powered smoke and heat exhaust ventilators | 動力付き煙および熱排気換気装置 |  | 90-45-30/370 Powered smoke and heat control ventilators; |  | Smoke extract fans are described by characteristics such as ventilator classification, arrangement and duty. An example use may be within a smoke and heat exhaust ventilation system.
Pr_65_67_29_67 | 65 | 67 | 29 | 67 | Propeller fans | 有圧扇 |  | 90-45-30/350 Propeller fans; |  | Propeller fans are described by characteristics such as duty, mechanical safety and electrical safety. An example use may be within a mechanical supply ventilation system.
Pr_65_67_29_72 | 65 | 67 | 29 | 72 | Roof-mounted fans | ルーフマウントファン |  | 90-45-30/360 Roof mounted fans; |  | Roof mounted fans are described by characteristics such as performance, duty and mechanical safety. An example use may be within a kitchen extract ventilation system.
Pr_65_67_29_80 | 65 | 67 | 29 | 80 | Smoke extract fans | 排煙機
Pr_65_67_29_88 | 65 | 67 | 29 | 88 | Twin axial fans | ツイン軸流ファン
Pr_65_67_29_89 | 65 | 67 | 29 | 89 | Twin centrifugal fans | 遠心送風機_両吸込 |  | 90-45-30/380 Toilet extract fans; |  | Toilet extract fans are described by characteristics such as performance, duty and electrical safety. An example use may be within a toilet extract ventilation system.
Pr_65_67_29_96 | 65 | 67 | 29 | 96 | Whole dwelling fan units | 全住居ファンユニット |  | 90-45-30/420 Whole dwelling fan units; |  | Whole dwelling fan units are described by characteristics such as standards, duty and controls. An example use may be within a mechanical and whole building ventilation system.
Pr_65_67_39 | 65 | 67 | 39 |  | Humidifiers and dehumidifiers | 加湿器と除湿器 |  |  |  | Desiccant dehumidifiers are described by characteristics such as arrangement and duty. An example use may be within a centralized all-air conditioning system.
Pr_65_67_39_15 | 65 | 67 | 39 | 15 | Compressed air and water humidifiers | 圧縮空気と水の加湿器
Pr_65_67_39_22 | 65 | 67 | 39 | 22 | Desiccant dehumidifiers | ヒートポンプデシカント |  | 90-45-55/340 Desiccant dehumidifiers; |  | Desiccant dehumidifiers are described by characteristics such as arrangement and duty. An example use may be within a centralized all-air conditioning system.
Pr_65_67_39_28 | 65 | 67 | 39 | 28 | Evaporative humidifiers | 加湿器 |  | 90-45-55/310 Evaporative humidifiers; |  | Evaporative humidifiers are described by characteristics such as duty, electrical supply type and arrangement. An example use may be within a fan coil unit air conditioning system.
Pr_65_67_39_37 | 65 | 67 | 39 | 37 | Heat pump dehumidifiers | ヒートポンプ除湿器
Pr_65_67_39_72 | 65 | 67 | 39 | 72 | Resistance heater humidifiers | 抵抗ヒーター加湿器
Pr_65_67_39_84 | 65 | 67 | 39 | 84 | Steam humidifiers | 蒸気加湿器 |  | 90-45-55/320 Steam humidifiers; |  | Steam humidifiers are described by characteristics such as duty, electrical supply type and steam source. An example use may be within a fan coil unit air conditioning system.
Pr_65_67_39_92 | 65 | 67 | 39 | 92 | Ultrasonic humidifiers | 超音波加湿器
Pr_65_67_39_96 | 65 | 67 | 39 | 96 | Water atomizing humidifiers | 水噴霧加湿器 |  | 90-45-55/330 Water atomizing humidifiers; |  | Water atomizing humidifiers are described by characteristics such as arrangement, duty and electrical supply type. An example use may be within a fan coil unit air conditioning system.
Pr_65_67_46 | 65 | 67 | 46 |  | Laboratory gas products | 実験用ガス製品
Pr_65_67_46_56 | 65 | 67 | 46 | 56 | Nitrogen receivers | 窒素レシーバー
Pr_65_67_78 | 65 | 67 | 78 |  | Sound attenuators | 音響減衰器 |  |  |  | Acoustic linings are described by characteristics such as duty, lining material and protective lining. An example use may be within a centralized all-air conditioning system.
Pr_65_67_78_02 | 65 | 67 | 78 | 02 | Acoustic duct linings | 音響ダクトライニング |  | 90-45-75/350 Acoustic linings; |  | Acoustic linings are described by characteristics such as duty, lining material and protective lining. An example use may be within a centralized all-air conditioning system.
Pr_65_67_78_05 | 65 | 67 | 78 | 05 | Air transfer and crosstalk attenuators | 空気伝達およびクロストーク減衰器 |  | 90-45-75/310 Air transfer and cross talk attenuators; |  | Air transfer and cross talk attenuators are described by characteristics such as performance standards, duty and casing material. An example use may be within a centralized all-air conditioning system.
Pr_65_67_78_07 | 65 | 67 | 78 | 07 | Attenuated openings | 減衰開口部
Pr_65_67_78_12 | 65 | 67 | 78 | 12 | Circular attenuators | 円形減衰器 |  | 90-45-75/320 Circular silencers; |  | Circular silencers are described by characteristics such as application, performance standards and duty. An example use may be within a centralized all-air conditioning system.
Pr_65_67_78_72 | 65 | 67 | 78 | 72 | Rectangular attenuators | 長方形の減衰器 |  | 90-45-75/330 Rectangular silencers; |  | Rectangular silencers are described by characteristics such as application, performance standards and duty. An example use may be within a centralized all-air conditioning system.
Pr_65_67_94 | 65 | 67 | 94 |  | Vehicle exhaust distribution products | 車両排気分配製品 |  |  |  | Rail tracks are described by characteristics such as configuration, mounting height and attachments. An example use may be within a vehicle exhaust extract system.
Pr_65_67_94_25 | 65 | 67 | 94 | 25 | Ducted rail tracks | ダクトレール軌道 |  | 90-45-95/360 Rail tracks; |  | Rail tracks are described by characteristics such as configuration, mounting height and attachments. An example use may be within a vehicle exhaust extract system.
Pr_65_67_94_76 | 65 | 67 | 94 | 76 | Self-sealing floor plates | セルフシーリング床板 |  | 90-45-95/370 Self-sealing floor plates; |  | Self-sealing floor plates are described by characteristics such as arrangement. An example use may be within a vehicle exhaust extract system.
Pr_65_70 | 65 | 70 |  |  | Cables, conductors and fittings products | ケーブル、導体、継手製品
Pr_65_70_11 | 65 | 70 | 11 |  | Cable management and accessories | ケーブル管理とアクセサリ |  |  |  | Buried conduit are described by characteristics such as material, mechanical properties and ingress protection (minimum). An example use may be within a hard wired low voltage small power system.
Pr_65_70_11_02 | 65 | 70 | 11 | 02 | Cable assemblies | ケーブルアセンブリ
Pr_65_70_11_09 | 65 | 70 | 11 | 09 | Buried conduit | 埋設導管 |  | 90-55-10-350 Buried conduit; |  | Buried conduit are described by characteristics such as material, mechanical properties and ingress protection (minimum). An example use may be within a hard wired low voltage small power system.
Pr_65_70_11_10 | 65 | 70 | 11 | 10 | Cable brackets | ケーブルブラケット
Pr_65_70_11_11 | 65 | 70 | 11 | 11 | Cable bands | ケーブルバンド |  | 90-55-10/320 Cable bands; |  | Cable bands are described by characteristics such as format. An example use may be within a hard wired low voltage small power system.
Pr_65_70_11_12 | 65 | 70 | 11 | 12 | Cable baskets | ケーブルバスケット |  | 90-55-10/325 Cable baskets; |  | Cable baskets are described by characteristics such as material, coating material and sizes. An example use may be within a traffic enforcement camera system.
Pr_65_70_11_13 | 65 | 70 | 11 | 13 | Cable cleats | ケーブルクリート |  | 90-55-10/310 Cable cleats; |  | Cable cleats are described by characteristics such as format, material and temperatures for permanent installation. An example use may be within a hard wired low voltage small power system.
Pr_65_70_11_14 | 65 | 70 | 11 | 14 | Cable ladders | 16インチラック |  | 90-55-10/330 Cable ladders; |  | Cable ladders are described by characteristics such as material, resistance against flame propagation and electrical properties. An example use may be within a fire detection and alarm system.
Pr_65_70_11_15 | 65 | 70 | 11 | 15 | Cable ties | ケーブルタイ |  | 90-55-10/315 Cable ties; |  | Cable ties are described by characteristics such as format, material and loop tensile strength (minimum). An example use may be within a hard wired low voltage small power system.
Pr_65_70_11_16 | 65 | 70 | 11 | 16 | Cable troughs | ケーブルトラフ |  | 90-55-10/475 Cable trough; |  | Cable trough are described by characteristics such as material, mechanical properties and ingress protection (minimum).
Pr_65_70_11_17 | 65 | 70 | 11 | 17 | Cable trays | ケーブルトレイ |  | 90-55-10/335 Cable trays; |  | Cable trays are described by characteristics such as material, resistance against flame propagation and electrical properties. An example use may be within a traffic enforcement camera system.
Pr_65_70_11_18 | 65 | 70 | 11 | 18 | Cable trunking | ケーブルトランキング |  | 90-55-10/410 Cable trunking and cable ducting systems; |  | Cable trunking and cable ducting systems are described by characteristics such as standards, material and construction. An example use may be within an escalator system.
Pr_65_70_11_19 | 65 | 70 | 11 | 19 | Channel cable supports | チャンネルケーブルサポート |  | 90-55-10/305 Channel cable supports; |  | Channel cable supports are described by characteristics such as format, dimensions and material. An example use may be within a low voltage distribution system.
Pr_65_70_11_20 | 65 | 70 | 11 | 20 | Conduit fittings | 電線管継手 |  | 90-55-10/460 Conduit fittings; |  | Conduit fittings are described by characteristics such as standards, material and conduit boxes. An example use may be within a data distribution system.
Pr_65_70_11_25 | 65 | 70 | 11 | 25 | Duct banks | ダクトバンク |  | 90-55-10-480 Duct bank; |  | Duct bank are described by characteristics such as material, mechanical properties and ingress protection (minimum).
Pr_65_70_11_29 | 65 | 70 | 11 | 29 | Flexible electrical cable carriers | 柔軟な電気ケーブルキャリア
Pr_65_70_11_30 | 65 | 70 | 11 | 30 | Flexible conduit | フレキシブルコンジット |  | 90-55-10/360 Flexible conduit; |  | Flexible conduit are described by characteristics such as material, mechanical properties and temperature range. An example use may be within a wind power generating system.
Pr_65_70_11_31 | 65 | 70 | 11 | 31 | Floor cable trunking and ducting | 床ケーブルのトランキングとダクト |  | 90-55-10-420 Floor cable trunking and cable ducting systems; |  | Floor cable trunking and cable ducting systems are described by characteristics such as standards, material and construction.
Pr_65_70_11_34 | 65 | 70 | 11 | 34 | Cable glands | ケーブル腺
Pr_65_70_11_41 | 65 | 70 | 11 | 41 | Insulating cable trays | 絶縁ケーブルトレイ
Pr_65_70_11_47 | 65 | 70 | 11 | 47 | Lighting busbar trunking | 照明バスバートランキング |  | 90-50-45/310 Lighting busbar trunking; |  | Lighting busbar trunking are described by characteristics such as assembly, current rating and configuration.
Pr_65_70_11_61 | 65 | 70 | 11 | 61 | Perimeter trunking | 周辺トランキング |  | 90-55-10/390 Proprietary trunking; |  | Proprietary trunking are described by characteristics such as material, finish and colour and size. An example use may be within a television distribution system.
Pr_65_70_11_62 | 65 | 70 | 11 | 62 | Plastic ducts for buried electric cables | 埋設電線用プラスチックダクト |  | 90-10-65/445 Plastic ducts for buried electric cables; |  | Plastic ducts for buried electric cables are described by characteristics such as arrangement, material and colours. An example use may be within a high voltage distribution system.
Pr_65_70_11_63 | 65 | 70 | 11 | 63 | Pliable conduit | しなやかな導管 |  | 90-55-10/370 Pliable conduit; |  | Pliable conduit are described by characteristics such as material, mechanical properties and temperature range. An example use may be within an audio-frequency-induction-loop system.
Pr_65_70_11_64 | 65 | 70 | 11 | 64 | Points heating harnesses | ポイント加熱ハーネス
Pr_65_70_11_65 | 65 | 70 | 11 | 65 | Polyvinyl chloride (PVC) trunking | ポリ塩化ビニル（PVC）トランキング
Pr_65_70_11_70 | 65 | 70 | 11 | 70 | Raised access floor service outlets | 上げ床サービスアウトレット
Pr_65_70_11_71 | 65 | 70 | 11 | 71 | Rigid conduit | 剛性導管 |  | 90-55-10/380 Rigid conduit; |  | Rigid conduit are described by characteristics such as material, mechanical properties and temperature range. An example use may be within an escalator system.
Pr_65_70_11_75 | 65 | 70 | 11 | 75 | Service outlet boxes | コンセント（二重床用複合アウトレット） |  | 90-55-10/430 Service outlet boxes; |  | Service outlet boxes are described by characteristics such as frame material, hinged lid and compartments. An example use may be within a low voltage small power systems with prefabricated wiring.
Pr_65_70_11_76 | 65 | 70 | 11 | 76 | Service outlet poles | サービスコンセントポール |  | 90-55-10/440 Service outlet poles; |  | Service outlet poles are described by characteristics such as arrangement, material and profile. An example use may be within a low voltage small power systems with prefabricated wiring.
Pr_65_70_11_79 | 65 | 70 | 11 | 79 | Slotted cable trunking | スロット付きケーブルトランキング |  | 90-55-10/400 Slotted cable trunking; |  | Slotted cable trunking are described by characteristics such as material, temperature properties and resistance to flame propagation.
Pr_65_70_11_80 | 65 | 70 | 11 | 80 | Slotted insulating cable trays | スロット付き絶縁ケーブルトレイ
Pr_65_70_12 | 65 | 70 | 12 |  | Cable protection products | ケーブル保護製品 |  |  |  | Anti vandal capping are described by characteristics such as material, diameter and colour. An example use may be within a lightning protection system.
Pr_65_70_12_04 | 65 | 70 | 12 | 04 | Anti-vandal cable guards | 破壊行為防止ケーブルガード |  | 90-55-15/305 Anti-vandal capping; |  | Anti vandal capping are described by characteristics such as material, diameter and colour. An example use may be within a lightning protection system.
Pr_65_70_12_11 | 65 | 70 | 12 | 11 | Cable capping | ケーブルキャッピング |  | 90-55-15/307 Cable capping; |  | Cable capping are described by characteristics such as material and width (minimum). An example use may be within a hardwired general lighting system.
Pr_65_70_12_92 | 65 | 70 | 12 | 92 | Underground concrete cable protection covers | 地下コンクリートケーブル保護カバー |  | 90-90-55/455 Underground concrete cable protection covers; |  | Underground concrete cable protection covers are described by characteristics such as arrangement and size. An example use may be within a high voltage distribution system.
Pr_65_70_12_94 | 65 | 70 | 12 | 94 | Underground plastics cable protection covers | 地下のプラスチックケーブル保護カバー
Pr_65_70_13 | 65 | 70 | 13 |  | Cathodic protection products | 陰極防食製品 |  |  |  | Bulk anode are described by characteristics such as material and dimensions.
Pr_65_70_13_08 | 65 | 70 | 13 | 08 | Bulk anodes | バルクアノード |  | 90-75-07/340 Bulk anode; |  | Bulk anode are described by characteristics such as material and dimensions.
Pr_65_70_13_50 | 65 | 70 | 13 | 50 | Mesh anodes | メッシュアノード |  | 90-75-07/310 Mesh anode; |  | Mesh anode are described by characteristics such as material, form and dimensions.
Pr_65_70_13_72 | 65 | 70 | 13 | 72 | Rod anodes | ロッドアノード |  | 90-75-07/330 Rod anode; |  | Rod anode are described by characteristics such as material and dimensions.
Pr_65_70_13_85 | 65 | 70 | 13 | 85 | Sheet anodes | シートアノード |  | 90-75-07/320 Sheet anode; |  | Sheet anode are described by characteristics such as material and dimensions.
Pr_65_70_13_98 | 65 | 70 | 13 | 98 | Zinc core anodes | 亜鉛コアアノード
Pr_65_70_15 | 65 | 70 | 15 |  | Communications cables and accessories | 通信ケーブルおよび付属品 |  |  |  | Armoured communications cables are described by characteristics such as conductor, insulation and inner sheath.
Pr_65_70_15_03 | 65 | 70 | 15 | 03 | Armoured coaxial communications cables | 装甲同軸通信ケーブル
Pr_65_70_15_04 | 65 | 70 | 15 | 04 | Armoured communications cables | 装甲通信ケーブル |  | 90-55-15/400 Armoured communications cables; |  | Armoured communications cables are described by characteristics such as conductor, insulation and inner sheath.
Pr_65_70_15_06 | 65 | 70 | 15 | 06 | Balanced twisted-pair cables | 平衡ツイストペアケーブル |  | 90-55-15/405 Balanced twisted-pair cables; |  | Balanced twisted-pair cables are described by characteristics such as category, nominal impedance and screening. An example use may be within a data distribution system.
Pr_65_70_15_13 | 65 | 70 | 15 | 13 | Coaxial cables | 同軸ケーブル |  | 90-55-15/410 Coaxial cables; |  | Coaxial cables are described by characteristics such as standards and conductor. An example use may be within a data distribution system.
Pr_65_70_15_15 | 65 | 70 | 15 | 15 | Copper cable connectors | 銅ケーブルコネクタ
Pr_65_70_15_16 | 65 | 70 | 15 | 16 | Copper cable terminations | 銅ケーブル端子
Pr_65_70_15_17 | 65 | 70 | 15 | 17 | Copper voice cables | 銅音声ケーブル |  | 90-55-15/415 Copper voice cables; |  | Copper voice cables are described by characteristics such as standards, bt references and sizes. An example use may be within a telecommunications system.
Pr_65_70_15_18 | 65 | 70 | 15 | 18 | Copper voice (LSF) cables | 銅音声（LSF）ケーブル
Pr_65_70_15_32 | 65 | 70 | 15 | 32 | Functional earth cables | 機能アースケーブル
Pr_65_70_15_50 | 65 | 70 | 15 | 50 | Microphone cables | マイクケーブル |  | 90-55-15/430 Microphone cables; |  | Microphone cables are described by characteristics such as cable type, conductor and length. An example use may be within a public address system.
Pr_65_70_15_53 | 65 | 70 | 15 | 53 | Multicore alarm cables | マルチコアアラームケーブル |  | 90-55-15/432 Multicore alarm cables; |  | Pvc insulated cables for interconnecting wiring are described by characteristics such as conductor. An example use may be within an assistance call system.
Pr_65_70_15_58 | 65 | 70 | 15 | 58 | Optical fibre cables | 光ファイバーケーブル |  | 90-55-15/434 Optical fibre cables; |  | Optical fibre cables are described by characteristics such as physical characteristics, category and optical fibre strands. An example use may be within a data distribution system.
Pr_65_70_15_59 | 65 | 70 | 15 | 59 | Optical fibre cable connectors | 光ファイバーケーブルコネクター
Pr_65_70_15_60 | 65 | 70 | 15 | 60 | Optical fibre patch cords | 光ファイバーパッチコード |  | 90-55-15/420 Fibre optic patch cords; |  | Fibre-optic patch cords are described by characteristics such as third-party certification, physical characteristics and category. An example use may be within a data distribution system.
Pr_65_70_15_62 | 65 | 70 | 15 | 62 | Optical fibre splice boxes | 光ファイバースプライスボックス
Pr_65_70_15_63 | 65 | 70 | 15 | 63 | Optical fibre cable terminations | 光ファイバーケーブル端末
Pr_65_70_15_70 | 65 | 70 | 15 | 70 | Radio frequency (RF) transmission cables | 無線周波数（RF）伝送ケーブル
Pr_65_70_15_80 | 65 | 70 | 15 | 80 | Speaker cables | スピーカーケーブル |  | 90-55-15/436 Speaker cables; |  | Speaker cables are described by characteristics such as cable type, conductor and connector type. An example use may be within a sound system.
Pr_65_70_15_96 | 65 | 70 | 15 | 96 | Work area and patch cord cables | 作業エリアとパッチコードケーブル |  | 90-55-15/440 Work area and patch cord cables; |  | Patch cords are described by characteristics such as category, impedance and screening. An example use may be within a data distribution system.
Pr_65_70_16 | 65 | 70 | 16 |  | Conductor rail ancillaries | コンダクターレール付属品 |  |  |  | Composite insulator are described by characteristics such as colour, sleeper type and rail section.
Pr_65_70_16_03 | 65 | 70 | 16 | 03 | Anchor struts | アンカー支柱
Pr_65_70_16_08 | 65 | 70 | 16 | 08 | Composite insulators | 複合がいし（絶縁体） |  | 45-70-74/315 Composite insulator; |  | Composite insulator are described by characteristics such as colour, sleeper type and rail section.
Pr_65_70_16_10 | 65 | 70 | 16 | 10 | Conductor rail anchors | 導体レールアンカー
Pr_65_70_16_12 | 65 | 70 | 16 | 12 | Conductor rail cover boards | 導体レールカバーボード |  | 45-70-74/325 Third rail cover board; |  | Third rail cover board are described by characteristics such as material, colour and fixings.
Pr_65_70_16_15 | 65 | 70 | 16 | 15 | Conductor rail guard boards | 導体レールガードボード
Pr_65_70_16_16 | 65 | 70 | 16 | 16 | Conductor rail insulators | 導体レールがいし
Pr_65_70_16_17 | 65 | 70 | 16 | 17 | Conductor rail side ramps | 導体レールの側面の傾斜路
Pr_65_70_16_18 | 65 | 70 | 16 | 18 | Conductor rail ramps | コンダクターレールランプ
Pr_65_70_16_20 | 65 | 70 | 16 | 20 | Conductor rail supports | 導体レールサポート |  | 45-70-74/320 Insulated third rail support; |  | Insulated third rail support are described by characteristics such as material, colour and fixings.
Pr_65_70_16_28 | 65 | 70 | 16 | 28 | Eutectic strips | 共晶ストリップ
Pr_65_70_16_34 | 65 | 70 | 16 | 34 | Glass-reinforced nylon insulators | ガラス強化ナイロン絶縁体 |  | 45-70-74/310 Glass reinforced nylon insulator; |  | Glass reinforced nylon insulator are described by characteristics such as colour, sleeper type and rail section.
Pr_65_70_16_57 | 65 | 70 | 16 | 57 | Nylon insulators | ナイロンがいし |  | 45-70-74/305 Nylon insulator; |  | Nylon insulator are described by characteristics such as colour, sleeper type and rail section.
Pr_65_70_36 | 65 | 70 | 36 |  | High-voltage cables | 高電圧ケーブル |  |  |  | High voltage cold shrink cable joints are described by characteristics such as rated voltage (ur), number of cores and arrangement. An example use may be within a high voltage distribution system.
Pr_65_70_36_34 | 65 | 70 | 36 | 34 | High-voltage cold shrink cable joints | 高電圧常温収縮ケーブルジョイント |  | 90-55-20-350 High voltage cold shrink cable joints; |  | High voltage cold shrink cable joints are described by characteristics such as rated voltage (ur), number of cores and arrangement. An example use may be within a high voltage distribution system.
Pr_65_70_36_35 | 65 | 70 | 36 | 35 | High-voltage extruded insulation cable terminations | 高電圧押出絶縁ケーブルの端末 |  | 90-55-20-340 High voltage cable terminations for extruded insulation cables; |  | High voltage cable terminations for extruded insulation cables are described by characteristics such as rated voltage, application and number of cores. An example use may be within a high voltage distribution system.
Pr_65_70_36_36 | 65 | 70 | 36 | 36 | High-voltage paper-insulated cable terminations | 高電圧紙絶縁ケーブル端子 |  | 90-55-20-345 High voltage cable terminations for paper insulated cables; |  | High voltage cable terminations for paper insulated cables are described by characteristics such as rated voltage, application and number of cores. An example use may be within a high voltage distribution system.
Pr_65_70_36_37 | 65 | 70 | 36 | 37 | High-voltage power cables with extruded insulation | 押し出し絶縁された高圧電源ケーブル |  | 90-55-20/315 High voltage power cables with extruded insulation; |  | High voltage power cables with extruded insulation are described by characteristics such as voltage designation, number of cores and size. An example use may be within a high voltage distribution system.
Pr_65_70_36_38 | 65 | 70 | 36 | 38 | High-voltage power cables with low smoke thermosetting insulation | 低煙熱硬化性絶縁の高電圧電源ケーブル |  | 90-55-20/320 High voltage power cables with low smoke thermosetting insulation; |  | High voltage power cables with low smoke thermosetting insulation are described by characteristics such as voltage designation, number of cores and size. An example use may be within a high voltage distribution system.
Pr_65_70_36_39 | 65 | 70 | 36 | 39 | High-voltage power cables with impregnated paper insulation lead alloy sheath | 含浸紙絶縁鉛合金シース付き高圧電力ケーブル |  | 90-55-20/330 Paper insulated high voltage power cables; |  | Paper insulated high voltage power cables are described by characteristics such as voltage designation, number of cores and size. An example use may be within a high voltage distribution system.
Pr_65_70_36_40 | 65 | 70 | 36 | 40 | High-voltage power cables with thermosetting insulation | 熱硬化性絶縁を備えた高圧電源ケーブル |  | 90-55-20/325 High voltage power cables with thermosetting insulation; |  | High voltage power cables with thermosetting insulation are described by characteristics such as voltage designation, number of cores and size. An example use may be within a high voltage distribution system.
Pr_65_70_42 | 65 | 70 | 42 |  | Insulators | がいし（絶縁体）
Pr_65_70_42_26 | 65 | 70 | 42 | 26 | Deadend insulators | 耐張がいし
Pr_65_70_42_36 | 65 | 70 | 42 | 36 | High-voltage pin insulators | 高圧ピンがいし
Pr_65_70_42_46 | 65 | 70 | 42 | 46 | Line post insulators | ラインポストがいし
Pr_65_70_42_47 | 65 | 70 | 42 | 47 | Longrod insulators | ロングロッドがいし
Pr_65_70_42_48 | 65 | 70 | 42 | 48 | Low-voltage pin insulators | 低圧ピンがいし
Pr_65_70_42_77 | 65 | 70 | 42 | 77 | Shackle insulators | シャックルがいし
Pr_65_70_42_82 | 65 | 70 | 42 | 82 | Spool insulators | スプールがいし
Pr_65_70_42_83 | 65 | 70 | 42 | 83 | Station post insulators | ステーションポストがいし
Pr_65_70_42_84 | 65 | 70 | 42 | 84 | Stay insulators | 保温材
Pr_65_70_42_85 | 65 | 70 | 42 | 85 | Strain insulators | ひずみ絶縁体
Pr_65_70_42_86 | 65 | 70 | 42 | 86 | Suspension insulators | サスペンションがいし
Pr_65_70_46 | 65 | 70 | 46 |  | Lightning protection and earthing components | 雷保護および接地コンポーネント |  |  |  | Air terminals are described by characteristics such as material, format and size. An example use may be within a lightning protection system.
Pr_65_70_46_01 | 65 | 70 | 46 | 01 | Air terminals | 雷保護設備（突針） |  | 90-75-50/370 Air terminals; |  | Air terminals are described by characteristics such as material, format and size. An example use may be within a lightning protection system.
Pr_65_70_46_03 | 65 | 70 | 46 | 03 | Aluminium earth tapes | アルミアーステープ |  | 90-75-50/380 Aluminium tape; |  | Aluminium tape are described by characteristics such as standards, size and cover. An example use may be within a lightning protection system.
Pr_65_70_46_04 | 65 | 70 | 46 | 04 | Aluminium rod lightning conductors | アルミ棒避雷導体 |  | 90-75-50/400 Aluminium solid circular conductors; |  | Aluminium solid circular conductors are described by characteristics such as standards, size and cover. An example use may be within a lightning protection system.
Pr_65_70_46_14 | 65 | 70 | 46 | 14 | Copper earth tapes | 銅土テープ |  | 90-75-50/390 Copper tape; |  | Copper tape are described by characteristics such as standards, size and cover. An example use may be within a lightning protection system.
Pr_65_70_46_15 | 65 | 70 | 46 | 15 | Copper solid circular lightning conductors | 雷保護設備（導体_直線・導体_角・試験用接続端子箱） |  | 90-75-50/420 Copper solid circular conductors; |  | Copper solid circular conductors are described by characteristics such as standards, size and cover. An example use may be within a lightning protection system.
Pr_65_70_46_24 | 65 | 70 | 46 | 24 | Earth bars | アースバー |  | 90-75-50/310 Earth bars; |  | Earth bars are described by characteristics such as material, size and predrilled connections (minimum). An example use may be within an earthing and bonding system.
Pr_65_70_46_25 | 65 | 70 | 46 | 25 | Earth plates | アースプレート |  | 90-75-50/320 Earth plates; |  | Earth plates are described by characteristics such as standards, format and material. An example use may be within a lightning protection system.
Pr_65_70_46_26 | 65 | 70 | 46 | 26 | Earth rod inspection pits | アースロッド検査ピット |  | 90-75-50/340 Earth rod inspection pits; |  | Earth rod inspection pits are described by characteristics such as material, load rating (minimum) and identification. An example use may be within a lightning protection system.
Pr_65_70_46_27 | 65 | 70 | 46 | 27 | Earth rods | アースロッド |  | 90-75-50/330 Earth rods; |  | Earth rods are described by characteristics such as standards, material and size. An example use may be within a lightning protection system.
Pr_65_70_46_29 | 65 | 70 | 46 | 29 | Earthing clamps | アースクランプ |  | 90-75-50/350 Earthing and bonding clamps; |  | Earthing and bonding clamps are described by characteristics such as material, pipe diameter (minimum) and cable capacity (minimum). An example use may be within an earthing and bonding system.
Pr_65_70_46_30 | 65 | 70 | 46 | 30 | Earthing conductors | アース線
Pr_65_70_46_32 | 65 | 70 | 46 | 32 | Flexible braids | 柔軟なブレード |  | 90-75-50/395 Flexible braid; |  | Flexible braid are described by characteristics such as standards, material and finish and format. An example use may be within a lightning protection system.
Pr_65_70_46_46 | 65 | 70 | 46 | 46 | Lightning protection conductor clamps | 避雷導線クランプ |  | 90-75-50-430 Lightning protection conductor clamps; |  | Lightning protection conductor clamps are described by characteristics such as lightning current withstand classification, material and clamp type. An example use may be within a lightning protection system.
Pr_65_70_46_47 | 65 | 70 | 46 | 47 | Lightning protection conductor metallic direct contact clips | 避雷導体金属直接接触クリップ |  | 90-75-50-440 Lightning protection conductor metallic direct contact clips; |  | Lightning protection conductor metallic direct contact clips are described by characteristics such as lightning current withstand classification, material and clip type.
Pr_65_70_46_48 | 65 | 70 | 46 | 48 | Lightning protection conductor non-metallic direct contact clips | 避雷導体非金属直接接触クリップ |  | 90-75-50-450 Lightning protection conductor non-metallic direct contact clips; |  | Lightning protection conductor non-metallic direct contact clips are described by characteristics such as lightning current withstand classification, material and colour.
Pr_65_70_46_80 | 65 | 70 | 46 | 80 | Soil conditioning conductive agents | 土壌改良導電剤 |  | 90-75-50/460 Soil conditioning agents; |  | Soil conditioning agents are described by characteristics such as material. An example use may be within an earthing and bonding system.
Pr_65_70_48 | 65 | 70 | 48 |  | Low-voltage cables | 低圧ケーブル |  |  |  | Single-core heat resisting insulating cables are described by characteristics such as heat resisting rubber insulated cable (hr rubber singles, h07g-u).
Pr_65_70_48_13 | 65 | 70 | 48 | 13 | Cross-linked EVA-insulated single-core non-sheathed cables | 架橋EVA絶縁単芯非被覆ケーブル |  | 90-55-15/342 Single core non-sheathed cables with crosslinked EVA insulation; |  | Single-core heat resisting insulating cables are described by characteristics such as heat resisting rubber insulated cable (hr rubber singles, h07g-u).
Pr_65_70_48_14 | 65 | 70 | 48 | 14 | Cross-linked silicone rubber-insulated single-core cables | 架橋シリコーンゴム絶縁単芯ケーブル
Pr_65_70_48_29 | 65 | 70 | 48 | 29 | Fire-resistant screened (LSHF) cables | 耐火遮蔽（LSHF）ケーブル |  | 90-55-15/330 Fire resistant screened (LSHF) cables; |  | Fire resistant, insulated and sheathed cables are described by characteristics such as size and screen. An example use may be within an apron lighting system.
Pr_65_70_48_31 | 65 | 70 | 48 | 31 | Flexible cables with cross-linked elastomeric insulation | 架橋エラストマー絶縁を備えたフレキシブルケーブル
Pr_65_70_48_32 | 65 | 70 | 48 | 32 | Flexible cables with thermoplastic PVC insulation | 熱可塑性PVC絶縁のフレキシブルケーブル
Pr_65_70_48_37 | 65 | 70 | 48 | 37 | Heat-resistant single-core non-sheathed cross-linked elastomeric-insulated cables | 耐熱シングルコア非被覆架橋エラストマー絶縁ケーブル
Pr_65_70_48_38 | 65 | 70 | 48 | 38 | Heavy-duty cross-linked elastomeric-insulated and sheathed flexible cables | 高耐久性架橋エラストマー絶縁およびシース付きフレキシブルケーブル |  | 90-55-15/380 Heavy duty cross-linked elastomeric insulated and sheathed flexible cables; |  | Heavy-duty cross-linked elastomeric-insulated and sheathed flexible cables are described by characteristics such as standards, third-party certification and cable type. An example use may be within a stand-alone photovoltaic system.
Pr_65_70_48_39 | 65 | 70 | 48 | 39 | Heavy-duty heat-resistant cross-linked elastomeric-insulated and sheathed flexible cables | 高耐久性耐熱性架橋エラストマー絶縁およびシース付きフレキシブルケーブル |  | 90-55-15/382 Heavy duty heat resistant cross-linked elastomeric insulated and sheathed flexible cables; |  | Heavy-duty heat-resistant cross-linked elastomeric-insulated and sheathed flexible cables are described by characteristics such as standards, third-party certification and cable type. An example use may be within a hard wired low voltage small power system.
Pr_65_70_48_40 | 65 | 70 | 48 | 40 | Heavy-duty heat-resistant LSHF-insulated and sheathed flexible cables | 耐熱LSHF絶縁および被覆フレキシブルケーブル |  | 90-55-15/398 Heavy duty heat resistant LSHF insulated and sheathed flexible cables; |  | Heavy-duty heat-resistant lshf-insulated and sheathed flexible cables are described by characteristics such as standards, third-party certification and cable type. An example use may be within a hard wired low voltage small power system.
Pr_65_70_48_41 | 65 | 70 | 48 | 41 | Heavy-duty mineral-insulated cables | 頑丈な鉱物絶縁ケーブル |  | 90-55-15/339 Heavy duty mineral insulated cables; |  | Heavy-duty mineral-insulated cables are described by characteristics such as third-party certification, size and metallic sheath. An example use may be within a hard wired low voltage small power system.
Pr_65_70_48_46 | 65 | 70 | 48 | 46 | Light-duty heat-resistant PVC-insulated and sheathed flexible cables | 軽量耐熱性PVC絶縁およびシース付きフレキシブルケーブル |  | 90-55-15/384 Light duty heat resistant PVC insulated and sheathed flexible cables; |  | Light-duty heat-resistant pvc-insulated and sheathed flexible cables are described by characteristics such as standards, third-party certification and cable type. An example use may be within a hardwired general lighting system.
Pr_65_70_48_48 | 65 | 70 | 48 | 48 | Light-duty mineral-insulated cables | 軽量ミネラル絶縁ケーブル |  | 90-55-15/338 Light duty mineral insulated cables; |  | Mineral insulated cables are described by characteristics such as metallic sheath, light duty mineral insulated with outer sheath (ld mics/ lszh) and heavy duty mineral insulated with outer sheath (hd mics/ lszh). An example use may be within an apron lighting system.
Pr_65_70_48_49 | 65 | 70 | 48 | 49 | Light-duty PVC-insulated and sheathed flexible cables | 軽量PVC絶縁および被覆フレキシブルケーブル |  | 90-55-15/386 Light duty PVC insulated and sheathed flexible cables; |  | Light-duty pvc-insulated and sheathed flexible cables are described by characteristics such as standards, third-party certification and cable type. An example use may be within a hardwired general lighting system.
Pr_65_70_48_50 | 65 | 70 | 48 | 50 | Low-voltage cold shrink cable joints | 低電圧常温収縮ケーブルジョイント
Pr_65_70_48_51 | 65 | 70 | 48 | 51 | Mineral insulation cables | ミネラル絶縁ケーブル
Pr_65_70_48_55 | 65 | 70 | 48 | 55 | Multicore screened thermosetting-insulated (LSHF) sheathed cables | マルチコアスクリーン熱硬化性絶縁（LSHF）シースケーブル |  | 90-55-15/340 Multicore screened thermosetting insulated (LSHF) sheathed cables; |  | Thermosetting insulated metal screened lszh sheathed multicore cables are described by characteristics such as size. An example use may be within an apron lighting system.
Pr_65_70_48_56 | 65 | 70 | 48 | 56 | Ordinary-duty cross-linked elastomeric-insulated and sheathed flexible cables | 通常の架橋エラストマー絶縁および被覆フレキシブルケーブル |  | 90-55-15/392 Ordinary duty cross-linked elastomeric insulated and sheathed flexible cables; |  | Ordinary-duty cross-linked elastomeric-insulated and sheathed flexible cables are described by characteristics such as standards, third-party certification and cable type. An example use may be within a moving walk system.
Pr_65_70_48_57 | 65 | 70 | 48 | 57 | Ordinary-duty heat-resistant cross-linked elastomeric-insulated and sheathed flexible cables | 通常の耐熱性架橋エラストマー絶縁および被覆フレキシブルケーブル |  | 90-55-15/394 Ordinary duty heat resistant cross-linked elastomeric insulated and sheathed flexible cables; |  | Ordinary-duty heat-resistant cross-linked elastomeric-insulated and sheathed flexible cables are described by characteristics such as standards, third-party certification and cable type. An example use may be within a hard wired low voltage small power system.
Pr_65_70_48_58 | 65 | 70 | 48 | 58 | Ordinary-duty heat-resistant PVC-insulated and sheathed flexible cables | 通常の耐熱性PVC絶縁およびシース付きフレキシブルケーブル |  | 90-55-15/388 Ordinary duty heat resistant PVC insulated and sheathed flexible cables; |  | Ordinary-duty heat-resistant pvc-insulated and sheathed flexible cables are described by characteristics such as standards, third-party certification and cable type. An example use may be within a liquid presence detection and alarm system.
Pr_65_70_48_59 | 65 | 70 | 48 | 59 | Ordinary-duty low-temperature PVC-insulated and sheathed flexible cables | 通常使用の低温PVC絶縁および被覆フレキシブルケーブル |  | 90-55-15/396 Ordinary duty low temperature PVC insulated and sheathed flexible cables; |  | Ordinary-duty low-temperature pvc-insulated and sheathed flexible cables are described by characteristics such as third-party certification, cable type and size. An example use may be within a hard wired low voltage small power system.
Pr_65_70_48_60 | 65 | 70 | 48 | 60 | Ordinary-duty PVC-insulated and sheathed flexible cables | 通常使用のPVC絶縁および被覆フレキシブルケーブル |  | 90-55-15/390 Ordinary duty PVC insulated and sheathed flexible cables; |  | Ordinary-duty pvc-insulated and sheathed flexible cables are described by characteristics such as standards, third-party certification and cable type. An example use may be within a moving walk system.
Pr_65_70_48_61 | 65 | 70 | 48 | 61 | PVC-insulated and sheathed cables | PVC絶縁および被覆ケーブル |  | 90-55-15/341 PVC insulated and sheathed cables; |  | Pvc insulated cables are described by characteristics such as rigid pvc insulated cables (pvc singles, h07v), pvc insulated and pvc sheathed cables (pvc/ pvc) and pvc insulated, pvc sheathed cables with circuit protective conductor (pvc/ pvc with cpc). An example use may be within a public address system.
Pr_65_70_48_62 | 65 | 70 | 48 | 62 | PVC-insulated flexible single core cables for switchgear and controlgear wiring | 開閉装置および制御装置の配線用のPVC絶縁フレキシブル単芯ケーブル |  | 90-55-15/345 Single core PVC insulated cables for switchgear and controlgear; |  | Pvc insulated cables for switchgear and control gear are described by characteristics such as single core type ck flexible heat resisting cables (single core tri-rated). An example use may be within an apron lighting system.
Pr_65_70_48_63 | 65 | 70 | 48 | 63 | PVC-insulated single core non-sheathed cables | PVC絶縁単芯非被覆ケーブル |  | 90-55-15/343 Single core non-sheathed cables with thermoplastic PVC insulation; |  | Single core non-sheathed cables with thermoplastic pvc insulation are described by characteristics such as standards, third-party certification and cable type. An example use may be within a hardwired general lighting system.
Pr_65_70_48_73 | 65 | 70 | 48 | 73 | Single-core heavy-duty cross-linked insulated and sheathed flexible (LSHF) cables | シングルコアヘビーデューティクロスリンク絶縁および被覆フレキシブル（LSHF）ケーブル |  | 90-55-15/381 Single core heavy duty cross-linked insulated and sheathed flexible (LSHF) cables; |  | Single core heavy-duty cross-linked-insulated and sheathed flexible (lshf) cables are described by characteristics such as third-party certification, cable type and size. An example use may be within a stand-alone photovoltaic system.
Pr_65_70_48_74 | 65 | 70 | 48 | 74 | Single-core heat-resistant non-sheathed thermoplastic PVC-insulated cables | シングルコアの耐熱非シース熱可塑性PVC絶縁ケーブル |  | 90-55-15/344 Single core heat resistant non-sheathed cables with thermoplastic PVC insulation; |  | Single core heat-resistant non-sheathed cables with thermoplastic pvc insulation are described by characteristics such as standards, third-party certification and cable type. An example use may be within a hydraulic lift system.
Pr_65_70_48_75 | 65 | 70 | 48 | 75 | Single-core non-sheathed (LHSF) insulated cables | シングルコア非被覆（LHSF）絶縁ケーブル |  | 90-55-15/346 Single core non-sheathed cables with LSHF insulation; |  | Single core non-sheathed cables with lshf insulation are described by characteristics such as standards, third-party certification and cable type. An example use may be within a hardwired general lighting system.
Pr_65_70_48_77 | 65 | 70 | 48 | 77 | Single-core PVC-insulated cables | 単芯PVC絶縁ケーブル
Pr_65_70_48_79 | 65 | 70 | 48 | 79 | Split concentric PVC-insulated and sheathed cables | 同心のPVC絶縁および被覆ケーブルを分割 |  | 90-55-15/320 Split concentric, insulated and sheathed cables; |  | Split concentric, insulated and sheathed cables are described by characteristics such as pvc insulated and sheathed, thermosetting insulated and pvc sheathed and thermosetting insulated and lszh sheathed.
Pr_65_70_48_88 | 65 | 70 | 48 | 88 | Thermosetting-insulated armoured fire-resistant (LSHF) cables | 熱硬化性絶縁装甲耐火（LSHF）ケーブル |  | 90-55-15/332 Thermosetting insulated armoured fire resistant (LSHF) cables; |  | Fire resistant, insulated and sheathed armoured cables are described by characteristics such as size, insulation and fire resistance category. An example use may be within an apron lighting system.
Pr_65_70_48_89 | 65 | 70 | 48 | 89 | Thermosetting-insulated and PVC-sheathed armoured cables | 熱硬化性絶縁およびPVC被覆装甲ケーブル |  | 90-55-15/322 Thermosetting insulated and PVC sheathed armoured cables; |  | Thermosetting insulated and pvc sheathed armoured cables are described by characteristics such as cable type, insulation and rated voltage. An example use may be within an apron lighting system.
Pr_65_70_48_90 | 65 | 70 | 48 | 90 | Thermosetting-insulated and thermoplastic-sheathed (LSHF) armoured cables | 熱硬化性絶縁および熱可塑性被覆（LSHF）装甲ケーブル |  | 90-55-15/324 Thermosetting insulated and thermoplastic sheathed (LSHF) armoured cables; |  | Thermosetting insulated and lszh sheathed armoured cables are described by characteristics such as cable type, insulation and rated voltage. An example use may be within an apron lighting system.
Pr_65_70_48_91 | 65 | 70 | 48 | 91 | Thermosetting-insulated and thermoplastic-sheathed (LSHF) cables | 熱硬化性絶縁および熱可塑性被覆（LSHF）ケーブル |  | 90-55-15/350 Thermosetting insulated and thermoplastic sheathed (LSHF) cables; |  | Thermosetting insulated cables are described by characteristics such as rigid thermosetting insulated single core cables (lszh singles, h07z), thermosetting insulated and sheathed single core cables (lszh/ lszh singles) and thermosetting insulated and sheathed cables with circuit protective conductor (lszh/ lszh with cpc). An example use may be within a public address system.
Pr_65_70_48_92 | 65 | 70 | 48 | 92 | Thermosetting-insulated non-armoured PVC-sheathed cables | 熱硬化性絶縁非装甲PVC被覆ケーブル |  | 90-55-15/352 Thermosetting insulated and PVC sheathed cables (XLPE/ PVC singles); |  | Thermosetting insulated and pvc sheathed cables (xlpe/ pvc singles) are described by characteristics such as conductors and size. An example use may be within a public address system.
Pr_65_70_48_93 | 65 | 70 | 48 | 93 | Thermosetting-insulated (XLPE), thermoplastic low smoke zero halogen (LSZH) sheathed cables | 熱硬化性絶縁（XLPE）、熱可塑性低煙ゼロハロゲン（LSZH）被覆ケーブル
Pr_65_70_48_94 | 65 | 70 | 48 | 94 | Thermosetting-insulated, non-armoured, fire-resistant, single-core non-sheathed cables | 熱硬化性、非装甲、耐火性、単芯非被覆ケーブル
Pr_65_70_48_95 | 65 | 70 | 48 | 95 | Thermosetting-insulated single-core fire-resistant non-armoured non-sheathed cables | 熱硬化性絶縁単芯耐火性非装甲非被覆ケーブル |  | 90-55-15/334 Single core fire resistant non-armoured non-sheathed cables with thermosetting insulation; |  | Single core fire-resistant non-armoured non-sheathed cables with thermosetting insulation are described by characteristics such as third-party certification and size.
Pr_65_70_50 | 65 | 70 | 50 |  | Low-voltage prefabricated cables | 低電圧プレハブケーブル |  |  |  | Connection cables are described by characteristics such as cables, length and connectors. An example use may be within a low voltage small power systems with prefabricated wiring.
Pr_65_70_50_15 | 65 | 70 | 50 | 15 | Connection cables | 接続ケーブル |  | 90-55-15/455 Connection cables; |  | Connection cables are described by characteristics such as cables, length and connectors. An example use may be within a low voltage small power systems with prefabricated wiring.
Pr_65_70_50_22 | 65 | 70 | 50 | 22 | Distribution connectors | 分配コネクタ
Pr_65_70_50_28 | 65 | 70 | 50 | 28 | Extender cables | 延長ケーブル |  | 90-55-15/460 Extender cables; |  | Extender cables are described by characteristics such as cable, length and connectors. An example use may be within a low voltage small power systems with prefabricated wiring.
Pr_65_70_50_37 | 65 | 70 | 50 | 37 | Home run cables | 自走ケーブル |  | 90-55-15/465 Home run cables; |  | Home run cables are described by characteristics such as cable and connectors. An example use may be within a low voltage small power systems with prefabricated wiring.
Pr_65_70_50_47 | 65 | 70 | 50 | 47 | Lighting extender leads | 照明エクステンダーリード |  | 90-55-15/470 Lighting extender leads; |  | Lighting extender leads are described by characteristics such as cable and connectors. An example use may be within a general lighting systems with prefabricated wiring.
Pr_65_70_50_49 | 65 | 70 | 50 | 49 | Luminaire connection cables | 照明器具接続ケーブル |  | 90-55-15/475 Luminaire connection cables; |  | Luminaire connection cables are described by characteristics such as cable and connectors. An example use may be within a general lighting systems with prefabricated wiring.
Pr_65_70_50_64 | 65 | 70 | 50 | 64 | Prefabricated low smoke zero halogen (LSZH) insulated and sheathed multicore cables | プレハブの低煙ゼロハロゲン（LSZH）絶縁および被覆マルチコアケーブル
Pr_65_70_50_66 | 65 | 70 | 50 | 66 | Prefabricated low smoke zero halogen (LSZH) insulated single cables in flexible conduit | プレハブの低煙ゼロハロゲン（LSZH）絶縁電線、フレキシブルコンジット
Pr_65_70_50_72 | 65 | 70 | 50 | 72 | RJ45 cables | RJ45ケーブル
Pr_65_70_50_84 | 65 | 70 | 50 | 84 | Starter leads | スターターリード |  | 90-55-15/490 Starter leads; |  | Starter leads are described by characteristics such as cable, length and connectors. An example use may be within a low voltage small power systems with prefabricated wiring.
Pr_65_70_50_86 | 65 | 70 | 50 | 86 | Switch connection leads | スイッチ接続リード |  | 90-55-15/495 Switch connection leads; |  | Switch connection leads are described by characteristics such as cable and connectors. An example use may be within a general lighting systems with prefabricated wiring.
Pr_65_70_50_88 | 65 | 70 | 50 | 88 | 'T' connectors | Tコネクター |  | 90-55-15/450 T connectors; |  | T connectors are described by characteristics such as arrangement, cable and connectors. An example use may be within a low voltage small power systems with prefabricated wiring.
Pr_65_70_70 | 65 | 70 | 70 |  | Railway rolling stock cables | 鉄道車両ケーブル
Pr_65_70_70_53 | 65 | 70 | 70 | 53 | Multicore, cross-linked elastomeric-insulated, reduced dimensions, special fire performance cables | マルチコア、架橋エラストマー絶縁、縮小寸法、特殊耐火ケーブル
Pr_65_70_70_55 | 65 | 70 | 70 | 55 | Multicore, cross-linked elastomeric-insulated, special fire performance cables | マルチコア、架橋エラストマー絶縁、特殊耐火ケーブル
Pr_65_70_70_57 | 65 | 70 | 70 | 57 | Multicore and multi-pair, thin wall-insulated, special fire performance cables | マルチコアおよびマルチペアの薄い壁で絶縁された特別な耐火性能ケーブル
Pr_65_70_70_83 | 65 | 70 | 70 | 83 | Screened, multicore, cross-linked elastomeric-insulated, reduced dimensions, special fire performance cables | 遮蔽、マルチコア、架橋エラストマー絶縁、縮小寸法、特殊耐火ケーブル
Pr_65_70_70_85 | 65 | 70 | 70 | 85 | Single core, cross-linked elastomeric-insulated, reduced dimensions, special fire performance cables | シングルコア、架橋エラストマー絶縁、縮小寸法、特殊耐火ケーブル
Pr_65_70_70_87 | 65 | 70 | 70 | 87 | Single core, cross-linked elastomeric-insulated, 600/1000 V, special fire performance cables | 単芯、架橋エラストマー絶縁、600/1000 V、特殊耐火ケーブル
Pr_65_70_70_88 | 65 | 70 | 70 | 88 | Single core, cross-linked elastomeric-insulated, 1.8/3 kV, special fire performance cables | シングルコア、架橋エラストマー絶縁、1.8 / 3 kV、特殊耐火性能ケーブル
Pr_65_70_70_89 | 65 | 70 | 70 | 89 | Single core, silicone rubber-insulated, high-temperature, special fire performance cables | 単芯、シリコーンゴム絶縁、高温、特殊耐火ケーブル
Pr_65_70_70_91 | 65 | 70 | 70 | 91 | Single core, thin wall-insulated, special fire performance cables | 単芯、薄壁絶縁、特殊防火性能ケーブル
Pr_65_70_80 | 65 | 70 | 80 |  | Signalling cables | 信号ケーブル
Pr_65_70_80_01 | 65 | 70 | 80 | 01 | 2 core unscreened 1000 V (LSF) cables | 2芯の遮蔽されていない1000 V（LSF）ケーブル
Pr_65_70_80_03 | 65 | 70 | 80 | 03 | Abrasion-resistant single-core triple-insulated (LSF) signalling equipment room cables | 耐摩耗性のシングルコアトリプル絶縁（LSF）信号装置の部屋のケーブル
Pr_65_70_80_14 | 65 | 70 | 80 | 14 | Concentric screened cables with screens separate | 独立スクリーンケーブル
Pr_65_70_80_16 | 65 | 70 | 80 | 16 | Concentric screened (LSF) cables with screens separate | 同心スクリーン（LSF）ケーブルと独立したスクリーン
Pr_65_70_80_46 | 65 | 70 | 80 | 46 | Multicore concentric screened (LSF) track crossing cables with screens in contact | スクリーンが接触しているマルチコア同心スクリーン（LSF）トラック交差ケーブル
Pr_65_70_80_47 | 65 | 70 | 80 | 47 | Multicore concentric screened track crossing cables with screens in contact | スクリーンが接触しているマルチコア同心スクリーントラック交差ケーブル
Pr_65_70_80_49 | 65 | 70 | 80 | 49 | Multicore concentric screened track crossing cables with screens separate | マルチコア同心スクリーンクロスケーブル、スクリーンが独立
Pr_65_70_80_51 | 65 | 70 | 80 | 51 | Multicore screened (LSF) cable run cables | マルチコアスクリーン（LSF）ケーブルランケーブル
Pr_65_70_80_52 | 65 | 70 | 80 | 52 | Multicore screened (LSF) track crossing cables | マルチコアシールド（LSF）トラック横断ケーブル
Pr_65_70_80_53 | 65 | 70 | 80 | 53 | Multicore screened pair (LSF) axle counter cables | マルチコアスクリーンペア（LSF）車軸カウンターケーブル
Pr_65_70_80_55 | 65 | 70 | 80 | 55 | Multi-pair screened (LSF) cables with each pair screened | 各ペアがスクリーニングされたマルチペアスクリーニング（LSF）ケーブル
Pr_65_70_80_74 | 65 | 70 | 80 | 74 | Single core double insulated inductive loop track cables | シングルコアの二重絶縁誘導ループトラックケーブル
Pr_65_70_80_75 | 65 | 70 | 80 | 75 | Single core double insulated (LSF) 600 V cables | シングルコア二重絶縁（LSF）600 Vケーブル
Pr_65_70_80_76 | 65 | 70 | 80 | 76 | Single core double insulated (LSF) 600 V track crossing cables | シングルコア二重絶縁（LSF）600 V線路交差ケーブル
Pr_65_70_80_78 | 65 | 70 | 80 | 78 | Single core double insulated (LSF) signalling equipment room cables | シングルコア二重絶縁（LSF）信号装置の部屋のケーブル
Pr_65_70_80_79 | 65 | 70 | 80 | 79 | Single core double insulated (LSF) track crossing cables | シングルコア二重絶縁（LSF）軌道交差ケーブル
Pr_65_70_80_81 | 65 | 70 | 80 | 81 | Single core (LSF) cables | シングルコア（LSF）ケーブル
Pr_65_70_80_83 | 65 | 70 | 80 | 83 | Single core screened pair axle counter cables | シングルコアシールドペアアクスルカウンターケーブル
Pr_65_70_80_87 | 65 | 70 | 80 | 87 | Triaxial concentric cables | 三軸同心ケーブル
Pr_65_70_80_88 | 65 | 70 | 80 | 88 | Triaxial concentric (LSF) cables | 三軸同心（LSF）ケーブル
Pr_65_70_80_90 | 65 | 70 | 80 | 90 | Twisted pair screened (LSF) cable run cables | ツイストペアシールド（LSF）ケーブルランケーブル
Pr_65_70_80_91 | 65 | 70 | 80 | 91 | Twisted pair screened (LSF) signalling equipment room cables | ツイストペアスクリーニング（LSF）信号装置ルームケーブル
Pr_65_70_80_92 | 65 | 70 | 80 | 92 | Twisted pair screened (LSF) track crossing cables | ツイストペアスクリーニング（LSF）トラック交差ケーブル
Pr_65_72 | 65 | 72 |  |  | Electrical power products and wiring accessories | 電力製品および配線付属品
Pr_65_72_27 | 65 | 72 | 27 |  | Electrical protective devices | 電気保護装置 |  |  |  | Air circuit breakers are described by characteristics such as type tests, protection relays and trip function.
Pr_65_72_27_02 | 65 | 72 | 27 | 02 | Air circuit breakers | 前面保守形 キュービクル式配電盤（MCCB盤） |  | 90-60-30/310 Air circuit breakers; |  | Air circuit breakers are described by characteristics such as type tests, protection relays and trip function.
Pr_65_72_27_11 | 65 | 72 | 27 | 11 | Cartridge fuses | カートリッジヒューズ |  | 90-60-30-370 Cartridge fuses; |  | Cartridge fuses are described by characteristics such as type tests, rated operational current (in) and rated operational voltage (ue).
Pr_65_72_27_23 | 65 | 72 | 27 | 23 | Direct current (d.c.) surge protection devices | 直流（DC）サージ保護デバイス |  | 90-60-30/440 Surge protective devices for d.c. side of photovoltaic installations; |  | Surge protective devices for d.c. side of photovoltaic installations are described by characteristics such as number of poles, maximum continuous operating voltage (ucpv) and mode of protection. An example use may be within a lightning protection system.
Pr_65_72_27_26 | 65 | 72 | 27 | 26 | Earth continuity monitors | 地球導通モニター |  | 90-65-55/330 Earth proving/ monitoring systems; |  | Earth continuity monitors are described by characteristics such as enclosure, nominal voltage and nominal frequency. An example use may be within an earthing and bonding system.
Pr_65_72_27_32 | 65 | 72 | 27 | 32 | Fuse links | ヒューズリンク |  | 90-60-30-380 Fuse links; |  | Fuse links are described by characteristics such as rated operational current (in).
Pr_65_72_27_34 | 65 | 72 | 27 | 34 | Fuse lock-off devices | ヒューズロックオフデバイス
Pr_65_72_27_42 | 65 | 72 | 27 | 42 | Isolation transformers | 絶縁トランス
Pr_65_72_27_44 | 65 | 72 | 27 | 44 | J-type feeder pillar fuses | Jタイプフィーダーピラーヒューズ |  | 90-60-30-390 'J'-Type feeder pillar fuses; |  | 'j'-type feeder pillar fuses are described by characteristics such as standards, rated operational current (in) and rated operational voltage (ue).
Pr_65_72_27_47 | 65 | 72 | 27 | 47 | Low-voltage fuse links | 低電圧ヒューズリンク |  | 90-60-30-360 Low voltage fuses; |  | Low voltage fuses are described by characteristics such as type tests, breaking range and utilization categories and rated operational current (in).
Pr_65_72_27_48 | 65 | 72 | 27 | 48 | Low-voltage power supply surge protection devices | 低電圧電源サージ保護デバイス
Pr_65_72_27_50 | 65 | 72 | 27 | 50 | Mains power supply transient overvoltage suppression devices | 主電源の過渡過電圧抑制デバイス |  | 90-60-30-410 Transient overvoltage surge suppression devices for mains power supplies; |  | Transient overvoltage surge suppression devices for mains power supplies are described by characteristics such as operating voltage and frequency (nominal), operating voltage (maximum) and phase arrangement. An example use may be within a lightning protection system.
Pr_65_72_27_52 | 65 | 72 | 27 | 52 | Miniature circuit breakers | ミニチュアサーキットブレーカー |  | 90-60-30/330 Miniature circuit breakers; |  | Miniature circuit breakers are described by characteristics such as type tests, rated operational current (in) and rated operational voltage (ue).
Pr_65_72_27_53 | 65 | 72 | 27 | 53 | Moulded case circuit breakers | モールドケースサーキットブレーカー |  | 90-60-30/320 Moulded case circuit breakers; |  | Moulded case circuit breakers are described by characteristics such as type tests, circuit breaker operation and operating handle.
Pr_65_72_27_72 | 65 | 72 | 27 | 72 | Residual current circuit breakers | 残留電流ブレーカー |  | 90-60-30/340 Residual current circuit breakers; |  | Residual current circuit breakers are described by characteristics such as rated operational current (in), rated operational voltage (ue) and number of poles.
Pr_65_72_27_73 | 65 | 72 | 27 | 73 | Residual current circuit breakers with integral overcurrent protection | 過電流保護機能を内蔵した残留電流遮断器 |  | 90-60-30/350 Residual current circuit breakers with integral overcurrent protection; |  | Residual current circuit breakers with integral overcurrent protection are described by characteristics such as rated operational current (in), rated operational voltage (ue) and number of poles.
Pr_65_72_27_74 | 65 | 72 | 27 | 74 | Residual current monitors | 残留電流モニター |  | 90-65-55/385 Residual current monitoring devices; |  | Residual current monitoring devices are described by characteristics such as enclosure, mounting and rated operational voltage (ue). An example use may be within an earthing and bonding system.
Pr_65_72_27_88 | 65 | 72 | 27 | 88 | Transient overvoltage surge suppression devices | 過渡過電圧サージ抑制デバイス |  | 90-60-30/420 Transient overvoltage surge suppression for plug in mains power supplies; |  | Transient overvoltage surge suppression for plug in mains power supplies are described by characteristics such as standards, operating voltage and frequency (nominal) and surge current (minimum) between any two conductors. An example use may be within a hard wired low voltage small power system.
Pr_65_72_43 | 65 | 72 | 43 |  | Power conditioning equipment | パワーコンディショナー |  |  |  | Active filters are described by characteristics such as rating per filter, nominal voltage and frequency and enclosure.
Pr_65_72_43_01 | 65 | 72 | 43 | 01 | Active electrical filters | アクティブな電気フィルター |  | 90-60-40/380 Active filters; |  | Active filters are described by characteristics such as rating per filter, nominal voltage and frequency and enclosure.
Pr_65_72_43_05 | 65 | 72 | 43 | 05 | Automatic power factor correction equipment | 自動力率補正装置 |  | 90-60-40/360 Automatic power factor correction equipment; |  | Automatic power factor correction equipment are described by characteristics such as standards, test requirements and voltage rating. An example use may be within a low voltage distribution system.
Pr_65_72_43_07 | 65 | 72 | 43 | 07 | Blocking diodes | ブロッキングダイオード |  | 90-60-40/310 Blocking diodes; |  | Blocking diodes are described by characteristics such as minimum rating. An example use may be within a stand-alone photovoltaic system.
Pr_65_72_43_39 | 65 | 72 | 43 | 39 | Hybrid electrical filters | ハイブリッド電気フィルター |  | 90-60-40/400 Hybrid filters; |  | Hybrid filters are described by characteristics such as reactive power rating, active filter rating and operating voltage and frequency (nominal).
Pr_65_72_43_42 | 65 | 72 | 43 | 42 | Inverters | インバーター |  | 90-60-40/320 Inverters; |  | Inverters are described by characteristics such as enclosure, input and output. An example use may be within a stand-alone photovoltaic system.
Pr_65_72_43_60 | 65 | 72 | 43 | 60 | Passive electrical filters | パッシブ電気フィルター |  | 90-60-40/390 Passive filters; |  | Passive filters are described by characteristics such as reactive power rating, operating voltage and frequency (nominal) and enclosure.
Pr_65_72_43_64 | 65 | 72 | 43 | 64 | Power conditioning units | パワーコンディショナ |  | 90-60-40/330 Power conditioning units; |  | Power conditioning units are described by characteristics such as standards, enclosure and input.
Pr_65_72_43_71 | 65 | 72 | 43 | 71 | Rectifiers | 整流器
Pr_65_72_43_95 | 65 | 72 | 43 | 95 | Voltage optimizers | 電圧オプティマイザ
Pr_65_72_43_96 | 65 | 72 | 43 | 96 | Voltage transformers | 前後面保守形 キュービクル式配電盤（変圧器盤）、前面保守形 キュービクル式配電盤（変圧器盤） |  | 90-50-40/465 Inductive voltage transformers; |  | Inductive voltage transformers are described by characteristics such as rated primary voltage (uprim), rated secondary voltage (usec) and accuracy class. An example use may be within a high voltage distribution system.
Pr_65_72_59 | 65 | 72 | 59 |  | Overhead power supply line products | 架空線製品 |  |  |  | Balance weight anchor tensioning device are described by characteristics such as standards, material and dimensions.
Pr_65_72_59_06 | 65 | 72 | 59 | 06 | Balance weight anchor tensioning devices | バランスウェイトアンカーテンション装置 |  | 90-55-70/305 Balance weight anchor tensioning device; |  | Balance weight anchor tensioning device are described by characteristics such as standards, material and dimensions.
Pr_65_72_59_80 | 65 | 72 | 59 | 80 | Spring tensioning devices | ばね張り装置 |  | 90-55-70/300 Spring tensioning device; |  | Spring tensioning device are described by characteristics such as standards, material and dimensions.
Pr_65_72_59_90 | 65 | 72 | 59 | 90 | Turnbuckle tensioning devices | ターンバックル張力装置 |  | 90-55-70/310 Turnbuckle tensioning device; |  | Turnbuckle tensioning device are described by characteristics such as standards, material and dimensions.
Pr_65_72_60 | 65 | 72 | 60 |  | Overhead power supply line support products | 架空線サポート製品 |  |  |  | Double insulator catenary cantilever assembly are described by characteristics such as standards, format and tie insulator.
Pr_65_72_60_23 | 65 | 72 | 60 | 23 | Double insulator catenary cantilever assemblies | ダブルインシュレーターカテナリーカンチレバーアセンブリ |  | 90-55-75/305 Double insulator catenary cantilever assembly; |  | Double insulator catenary cantilever assembly are described by characteristics such as standards, format and tie insulator.
Pr_65_72_60_24 | 65 | 72 | 60 | 24 | Double insulator trolley wire cantilever assemblies | 二重絶縁トロリーワイヤーカンチレバーアセンブリ |  | 90-55-75/335 Double insulator trolley wire cantilever assembly; |  | Double insulator trolley wire cantilever assembly are described by characteristics such as standards, format and tie insulator.
Pr_65_72_60_55 | 65 | 72 | 60 | 55 | Overhead line cable supports | 架線ケーブルサポート |  | 90-55-75/345 Overhead line cable support; |  | Overhead line cable support are described by characteristics such as standards, format and position.
Pr_65_72_60_56 | 65 | 72 | 60 | 56 | Overhead line catenary wires | 架線の架線 |  | 90-55-75/315 Overhead line catenary wire; |  | Overhead line catenary wire are described by characteristics such as standards, material and cross sectional area.
Pr_65_72_60_57 | 65 | 72 | 60 | 57 | Overhead line contact wires | 架線接触線 |  | 90-55-75/320 Overhead line contact wire; |  | Overhead line contact wire are described by characteristics such as standards, material and cross sectional area.
Pr_65_72_60_58 | 65 | 72 | 60 | 58 | Overhead line droppers | 架空線ドロッパー |  | 90-55-75/325 Overhead line dropper; |  | Overhead line dropper are described by characteristics such as standards, dropper type and material.
Pr_65_72_60_59 | 65 | 72 | 60 | 59 | Overhead line fixings | 架空線の固定 |  | 90-55-75/350 Overhead line fixing; |  | Overhead line fixing are described by characteristics such as standards, format and position.
Pr_65_72_60_60 | 65 | 72 | 60 | 60 | Overhead line mounting structures | 架線取り付け構造 |  | 90-55-75/300 Overhead line mounting structure; |  | Overhead line mounting structure are described by characteristics such as standards, format and material.
Pr_65_72_60_61 | 65 | 72 | 60 | 61 | Overhead line span wires | 架空線スパンワイヤー |  | 90-55-75/330 Overhead line span wire; |  | Overhead line span wire are described by characteristics such as standards, material and cross sectional area.
Pr_65_72_60_63 | 65 | 72 | 60 | 63 | Overhead wiring splices | オーバーヘッド配線スプライス
Pr_65_72_60_77 | 65 | 72 | 60 | 77 | Single insulator catenary cantilever assemblies | 単一絶縁体懸垂片持ち梁アセンブリ |  | 90-55-75/310 Single insulator catenary cantilever assembly; |  | Single insulator catenary cantilever assembly are described by characteristics such as standards, format and hinge assembly.
Pr_65_72_60_78 | 65 | 72 | 60 | 78 | Single insulator trolley wire cantilever assemblies | 単一絶縁体トロリーワイヤーカンチレバーアセンブリ |  | 90-55-75/340 Single insulator trolley wire cantilever assembly; |  | Single insulator trolley wire cantilever assembly are described by characteristics such as standards, format and hinge assembly.
Pr_65_72_97 | 65 | 72 | 97 |  | Wiring accessories | 配線アクセサリー |  |  |  | Light switches are described by characteristics such as application, degree of ingress protection (minimum) and rating. An example use may be within a central battery supplied emergency lighting system.
Pr_65_72_97_03 | 65 | 72 | 97 | 03 | Architrave switches | Architraveスイッチ |  | 90-60-25/325 Light switches; |  | Light switches are described by characteristics such as application, degree of ingress protection (minimum) and rating. An example use may be within a central battery supplied emergency lighting system.
Pr_65_72_97_06 | 65 | 72 | 97 | 06 | Bayonet lamp holders | バヨネットランプホルダー |  | 90-60-50/365 Bayonet lampholders; |  | Bayonet lampholders are described by characteristics such as arrangement, material and protective skirt. An example use may be within a hard wired general lighting system.
Pr_65_72_97_11 | 65 | 72 | 97 | 11 | Cable couplers | ケーブルカプラー |  | 90-60-25/375 Cable couplers; |  | Cable couplers are described by characteristics such as ingress protection (minimum), material and voltage rating.
Pr_65_72_97_12 | 65 | 72 | 97 | 12 | Cable outlet plates | ケーブル出口プレート |  | 90-60-25/340 Cable outlets; |  | Cable outlets are described by characteristics such as ingress protection (minimum), mounting and flex outlet.
Pr_65_72_97_16 | 65 | 72 | 97 | 16 | Ceiling light switches | 天井照明スイッチ |  | 90-60-25/420 Ceiling light switches; |  | Ceiling light switches are described by characteristics such as ingress protection (minimum), mounting and rating.
Pr_65_72_97_17 | 65 | 72 | 97 | 17 | Ceiling power switches | 天井電源スイッチ |  | 90-60-25/410 Ceiling power switches; |  | Ceiling power switches are described by characteristics such as ingress protection (minimum), mounting and rating.
Pr_65_72_97_18 | 65 | 72 | 97 | 18 | Ceiling roses | 天井のバラ |  | 90-60-25/425 Ceiling roses; |  | Ceiling roses are described by characteristics such as rating, mounting type and colour. An example use may be within a hard wired general lighting system.
Pr_65_72_97_20 | 65 | 72 | 97 | 20 | Cooker control units | クッカー制御ユニット |  | 90-60-25/400 Cooker control units; |  | Cooker control units are described by characteristics such as ingress protection (minimum), mounting and supply to cooker.
Pr_65_72_97_21 | 65 | 72 | 97 | 21 | Cooker connection units | クッカー接続ユニット |  | 90-60-25/405 Cooker connection units; |  | Cooker connection units are described by characteristics such as ingress protection (minimum), mounting and individual terminal block capacity (minimum).
Pr_65_72_97_22 | 65 | 72 | 97 | 22 | Dimmer switches and controls | スイッチ（調光器・ワイド形_調光器） |  | 90-60-25/330 Dimmer switches and controls; |  | Dimmer switches and controls are described by characteristics such as standards, ingress protection (minimum) and mounting. An example use may be within a hard wired general lighting system.
Pr_65_72_97_23 | 65 | 72 | 97 | 23 | Double pole switches | 双極スイッチ |  | 90-60-25/395 Double pole switches; |  | Double pole switches are described by characteristics such as ingress protection (minimum), mounting and rating.
Pr_65_72_97_26 | 65 | 72 | 97 | 26 | Edison screw lamp holders | Edisonスクリューランプホルダー |  | 90-60-50/370 Edison screw lampholders; |  | Edison screw lampholders are described by characteristics such as material, protective skirt and mounting. An example use may be within a hard wired general lighting system.
Pr_65_72_97_27 | 65 | 72 | 97 | 27 | Electrical connection boxes | ハーネスジョイントボックス |  | 90-60-25/485 Connection boxes; |  | Connection boxes are described by characteristics such as arrangement, material and finish and ingress protection (minimum). An example use may be within an underwater lighting system.
Pr_65_72_97_28 | 65 | 72 | 97 | 28 | End brackets | エンドブラケット
Pr_65_72_97_29 | 65 | 72 | 97 | 29 | Electric vehicle charging points | 電気自動車充電ポイント |  | 90-60-25/352 Electric vehicle charging points; |  | Electric vehicle charging points are described by characteristics such as standards, mode and input voltage. An example use may be within a hard wired low voltage small power system.
Pr_65_72_97_30 | 65 | 72 | 97 | 30 | Fan isolators | ファンアイソレーター |  | 90-60-25/380 Fan isolators; |  | Fan isolators are described by characteristics such as ingress protection (minimum), mounting and rating.
Pr_65_72_97_31 | 65 | 72 | 97 | 31 | Fused connection units | 融着接続ユニット |  | 90-60-25/335 Fused connection units; |  | Fused connection units are described by characteristics such as ingress protection (minimum), mounting and control.
Pr_65_72_97_34 | 65 | 72 | 97 | 34 | Grid switches | スイッチ（セレクタスイッチ） |  | 90-60-25/325 Light switches; |  | Light switches are described by characteristics such as application, degree of ingress protection (minimum) and rating. An example use may be within a central battery supplied emergency lighting system.
Pr_65_72_97_40 | 65 | 72 | 97 | 40 | Industrial plugs | 工業用プラグ |  | 90-60-25/370 Industrial plugs; |  | Industrial plugs are described by characteristics such as standards, ingress protection (minimum) and material.
Pr_65_72_97_41 | 65 | 72 | 97 | 41 | Industrial socket outlets | 産業用コンセント |  | 90-60-25/355 Industrial socket outlets; |  | Industrial socket outlets are described by characteristics such as standards, ingress protection (minimum) and mounting.
Pr_65_72_97_47 | 65 | 72 | 97 | 47 | Luminaire supporting couplers | 照明器具をサポートするカプラー |  | 90-60-25/430 Luminaire supporting couplers; |  | Luminaire supporting couplers are described by characteristics such as plug type, pin configuration and colour. An example use may be within a hard wired general lighting system.
Pr_65_72_97_52 | 65 | 72 | 97 | 52 | Multi-gang power outlets | マルチギャング電源コンセント |  | 90-60-25/365 Multi-gang power outlets; |  | Multi-gang power outlets are described by characteristics such as rating, outgoing ways and features. An example use may be within a hard wired low voltage small power system.
Pr_65_72_97_63 | 65 | 72 | 97 | 63 | Plate switches | スイッチ（確認表示灯付・ワイド形） |  | 90-60-25/325 Light switches; |  | Light switches are described by characteristics such as application, degree of ingress protection (minimum) and rating. An example use may be within a central battery supplied emergency lighting system.
Pr_65_72_97_66 | 65 | 72 | 97 | 66 | Prefabricated wiring switches | プレハブ配線スイッチ |  | 90-60-25/415 Switch modules for prefabricated wiring; |  | Switch modules for prefabricated wiring are described by characteristics such as arrangement, rating and cable. An example use may be within a general lighting systems with prefabricated wiring.
Pr_65_72_97_72 | 65 | 72 | 97 | 72 | Round pin socket outlets | 丸ピンソケットコンセント |  | 90-60-25/360 Round pin socket outlets; |  | Round pin socket outlets are described by characteristics such as ingress protection (minimum), mounting and rating.
Pr_65_72_97_75 | 65 | 72 | 97 | 75 | Safety pendant lamp holders | 安全ペンダントランプホルダー |  | 90-60-25/435 Safety pendant lampholders; |  | Safety pendant lampholders are described by characteristics such as colour. An example use may be within a hard wired general lighting system.
Pr_65_72_97_76 | 65 | 72 | 97 | 76 | Safety pendant sets | 安全ペンダントセット |  | 90-60-25/440 Safety pendant sets; |  | Safety pendant sets are described by characteristics such as standards and cable. An example use may be within a hard wired general lighting system.
Pr_65_72_97_78 | 65 | 72 | 97 | 78 | Shaver supply units | シェーバー供給ユニット |  | 90-60-25/390 Shaver supply units; |  | Shaver supply units are described by characteristics such as ingress protection (minimum), mounting and output voltage.
Pr_65_72_97_79 | 65 | 72 | 97 | 79 | Single voltage shaver outlets | 単一の電圧シェーバーコンセント |  | 90-60-25/385 Single voltage shaver outlets; |  | Single voltage shaver outlets are described by characteristics such as ingress protection (minimum), mounting and output voltage.
Pr_65_72_97_81 | 65 | 72 | 97 | 81 | Socket outlet residual current devices (SRCD) | ソケットコンセント残留電流装置（SRCD） |  | 90-60-25/347 Socket outlet residual current devices (SRCDs); |  | Socket outlet residual current devices (srcds) are described by characteristics such as standards, voltage rating and current rating. An example use may be within a hard wired low voltage small power system.
Pr_65_72_97_82 | 65 | 72 | 97 | 82 | Specialist socket outlets | 専門のコンセント |  | 90-60-25/350 Specialist socket outlets; |  | Specialist socket outlets are described by characteristics such as ingress protection (minimum), mounting and arrangement.
Pr_65_72_97_83 | 65 | 72 | 97 | 83 | Surface and concealed wiring enclosures | 表面および隠された配線エンクロージャ |  | 90-60-25-320 Surface and concealed wiring enclosures; |  | Surface and concealed wiring enclosures are described by characteristics such as standards, enclosure and enclosure depth (minimum).
Pr_65_72_97_84 | 65 | 72 | 97 | 84 | Standard socket outlets | コンセント（壁付・床付・天井付・非常用・複合アウトレット・二重床用） |  | 90-60-25/345 Standard socket outlets; |  | Standard socket outlets are described by characteristics such as ingress protection (minimum), mounting and arrangement.
Pr_65_72_97_85 | 65 | 72 | 97 | 85 | Stud terminal covers | スタッド端子カバー
Pr_65_72_97_86 | 65 | 72 | 97 | 86 | Stud terminals | スタッド端子
Pr_65_80 | 65 | 80 |  |  | Transport distribution products | 輸送流通製品
Pr_65_80_06 | 65 | 80 | 06 |  | Baggage handling conveyors | 手荷物処理コンベヤー
Pr_65_80_15 | 65 | 80 | 15 |  | Cranes and lifting products | クレーンおよびリフティング製品 |  |  |  | Overhead travelling crane are described by characteristics such as crane type, crane classification and mechanism classification.
Pr_65_80_15_09 | 65 | 80 | 15 | 09 | Cable slot channels | ケーブルスロットチャネル
Pr_65_80_15_11 | 65 | 80 | 15 | 11 | Cable slot covers | ケーブルスロットカバー
Pr_65_80_15_13 | 65 | 80 | 15 | 13 | Cable turnover pits | ケーブルの回転ピット
Pr_65_80_15_16 | 65 | 80 | 15 | 16 | Crane arrestors | クレーンアレスタ
Pr_65_80_15_18 | 65 | 80 | 15 | 18 | Crane stow pin sockets | クレーン収納ピンソケット
Pr_65_80_15_22 | 65 | 80 | 15 | 22 | Detachable hooks | 取り外し可能なフック
Pr_65_80_15_47 | 65 | 80 | 15 | 47 | Lifting rings | リフティングリング
Pr_65_80_15_48 | 65 | 80 | 15 | 48 | Lifting trunnions | リフトトラニオン
Pr_65_80_15_59 | 65 | 80 | 15 | 59 | Overhead travelling cranes | 天井走行クレーン |  | 90-80-45/300 Overhead travelling crane; |  | Overhead travelling crane are described by characteristics such as crane type, crane classification and mechanism classification.
Pr_65_80_15_71 | 65 | 80 | 15 | 71 | Roof trolleys | 屋根用台車
Pr_65_80_15_73 | 65 | 80 | 15 | 73 | Runway tracks | 滑走路トラック
Pr_65_80_15_74 | 65 | 80 | 15 | 74 | Runway trolleys | 滑走路トロリー
Pr_65_80_15_88 | 65 | 80 | 15 | 88 | Tie-down slots | タイダウンスロット
Pr_65_80_23 | 65 | 80 | 23 |  | Dock levellers | ドックレベラー |  |  |  | Dock levellers are described by characteristics such as third party accreditation, format and platform size. An example use may be within a loading bay system.
Pr_65_80_23_06 | 65 | 80 | 23 | 06 | Bascule dock bridges | バスキュルドックブリッジ |  | 45-25-28/440 Dock levellers; |  | Dock levellers are described by characteristics such as third party accreditation, format and platform size. An example use may be within a loading bay system.
Pr_65_80_23_38 | 65 | 80 | 23 | 38 | Hydraulic hinged-lip dock levellers | 油圧ヒンジリップドックレベラー |  | 45-25-28/440 Dock levellers; |  | Dock levellers are described by characteristics such as third party accreditation, format and platform size. An example use may be within a loading bay system.
Pr_65_80_23_39 | 65 | 80 | 23 | 39 | Hydraulic telescopic-lip dock levellers | 油圧伸縮リップドックレベラー |  | 45-25-28/440 Dock levellers; |  | Dock levellers are described by characteristics such as third party accreditation, format and platform size. An example use may be within a loading bay system.
Pr_65_80_23_51 | 65 | 80 | 23 | 51 | Mechanical dock levellers | 機械式ドックレベラー |  | 45-25-28/440 Dock levellers; |  | Dock levellers are described by characteristics such as third party accreditation, format and platform size. An example use may be within a loading bay system.
Pr_65_80_28 | 65 | 80 | 28 |  | Escalator and moving walk products | エスカレーターと動く歩道製品 |  |  |  | Escalators are described by characteristics such as standards, angle of inclination and speed. An example use may be within an escalator system.
Pr_65_80_28_04 | 65 | 80 | 28 | 04 | Escalator and moving walk auxiliary brakes | エスカレーターと動く歩道の補助ブレーキ
Pr_65_80_28_06 | 65 | 80 | 28 | 06 | Escalator and moving walk balustrades | エスカレーターと動く歩道
Pr_65_80_28_07 | 65 | 80 | 28 | 07 | Escalator and moving walk balustrade newels | エスカレーターと動く歩道手すりのニューエル
Pr_65_80_28_09 | 65 | 80 | 28 | 09 | Escalator and moving walk belts | エスカレーターと動く歩道ベルト
Pr_65_80_28_12 | 65 | 80 | 28 | 12 | Escalator and moving walk cladding | エスカレーターと動く歩道のクラッディング
Pr_65_80_28_14 | 65 | 80 | 28 | 14 | Escalator combs | エスカレーターコーム
Pr_65_80_28_16 | 65 | 80 | 28 | 16 | Escalator comb plates | エスカレーターコームプレート
Pr_65_80_28_21 | 65 | 80 | 28 | 21 | Escalators | エスカレーター |  | 90-80-25/310 Escalators; |  | Escalators are described by characteristics such as standards, angle of inclination and speed. An example use may be within an escalator system.
Pr_65_80_28_22 | 65 | 80 | 28 | 22 | Escalator and moving walk decking | エスカレーターと動く歩道のデッキ
Pr_65_80_28_24 | 65 | 80 | 28 | 24 | Escalator and moving walk drive units | エスカレーターと動く歩道ユニット
Pr_65_80_28_36 | 65 | 80 | 28 | 36 | Escalator and moving walk handrails | エスカレーターと動く歩道手すり
Pr_65_80_28_38 | 65 | 80 | 28 | 38 | Escalator hand winding devices | エスカレーター手巻き装置
Pr_65_80_28_41 | 65 | 80 | 28 | 41 | Escalator and moving walk inspection covers | エスカレーターと動く歩道の検査カバー
Pr_65_80_28_46 | 65 | 80 | 28 | 46 | Escalator and moving walk landing floor plates | エスカレーターと動く歩道の床板
Pr_65_80_28_52 | 65 | 80 | 28 | 52 | Moving walks | 動く歩道 |  | 90-80-25/320 Moving walks; |  | Moving walks are described by characteristics such as standards, angle of inclination and speed. An example use may be within a moving walk system.
Pr_65_80_28_58 | 65 | 80 | 28 | 58 | Escalator and moving walk operational brakes | エスカレーターおよび動く歩道操作ブレーキ
Pr_65_80_28_60 | 65 | 80 | 28 | 60 | Escalator pallets | エスカレーターパレット
Pr_65_80_28_78 | 65 | 80 | 28 | 78 | Escalator and moving walk skirtings | エスカレーターと動く歩道の幅木
Pr_65_80_28_80 | 65 | 80 | 28 | 80 | Escalator and moving walk skirt deflectors | エスカレーターと動く歩道スカートデフレクター
Pr_65_80_28_84 | 65 | 80 | 28 | 84 | Escalator step treads | エスカレーターステップ踏み板
Pr_65_80_28_89 | 65 | 80 | 28 | 89 | Moving walk treadway belts | 動く歩道ベルト
Pr_65_80_28_90 | 65 | 80 | 28 | 90 | Moving walk treadway pallets | 動く歩道パレット
Pr_65_80_42 | 65 | 80 | 42 |  | Inclined transport cars, platforms and chairs | 傾斜した輸送車、プラットフォーム、椅子 |  |  |  | Homelifts are described by characteristics such as safe working load (minimum), support rails and overall dimensions. An example use may be within a powered homelift system.
Pr_65_80_42_11 | 65 | 80 | 42 | 11 | Cable cars | ケーブルカー
Pr_65_80_42_37 | 65 | 80 | 42 | 37 | Homelifts | ホームリフト |  | 90-80-65/320 Homelifts; |  | Homelifts are described by characteristics such as safe working load (minimum), support rails and overall dimensions. An example use may be within a powered homelift system.
Pr_65_80_42_39 | 65 | 80 | 42 | 39 | Inclined chairlifts | 傾斜チェアリフト |  | 90-80-65/310 Chairlifts; |  | Chairlifts are described by characteristics such as track layout, safe working load (minimum) and environment. An example use may be within an inclined stairlift system.
Pr_65_80_42_42 | 65 | 80 | 42 | 42 | Inclined standing platforms | 傾斜したスタンディングプラットフォーム |  | 90-80-65/330 Standing platforms; |  | Standing platforms are described by characteristics such as track layout, safe working load (minimum) and environment. An example use may be within an inclined stairlift system.
Pr_65_80_42_43 | 65 | 80 | 42 | 43 | Inclined wheelchair platforms | 傾斜した車椅子プラットフォーム |  | 90-80-65/360 Wheelchair lifting platforms; |  | Wheelchair lifting platforms are described by characteristics such as track layout, safe working load (minimum) and environment. An example use may be within an inclined stairlift system.
Pr_65_80_42_77 | 65 | 80 | 42 | 77 | Ski lift chairs | スキーリフトチェア
Pr_65_80_42_84 | 65 | 80 | 42 | 84 | Stairlift trolleys | 階段昇降トロリー
Pr_65_80_46 | 65 | 80 | 46 |  | Laundry conveyors | ランドリーコンベヤー |  |  |  | Conveyor are described by characteristics such as arrangement, material and finish and dimensions. An example use may be within a laundry fittings, furnishings and equipment system.
Pr_65_80_46_15 | 65 | 80 | 46 | 15 | Laundry and garment conveyors | ランドリーおよびガーメントコンベヤ |  | 45-35-47/430 Conveyor; |  | Conveyor are described by characteristics such as arrangement, material and finish and dimensions. An example use may be within a laundry fittings, furnishings and equipment system.
Pr_65_80_46_42 | 65 | 80 | 46 | 42 | Inclined loading laundry conveyors | 傾斜ローディングランドリーコンベア |  | 45-35-47/435 Inclined loading conveyors; |  | Inclined loading conveyors are described by characteristics such as arrangement, material and finish and dimensions. An example use may be within a laundry fittings, furnishings and equipment system.
Pr_65_80_46_77 | 65 | 80 | 46 | 77 | Shuttle lifting laundry conveyors | シャトルコンベアリフトランドリーコンベア |  | 45-35-47/440 Shuttle lifting conveyors; |  | Shuttle lifting conveyors are described by characteristics such as arrangement, material and finish and dimensions. An example use may be within a laundry fittings, furnishings and equipment system.
Pr_65_80_47 | 65 | 80 | 47 |  | Lifting platforms and hoists | リフティングプラットフォームとホイスト |  |  |  | Assisted transfer hoists are described by characteristics such as form, cradle or sling and supports. An example use may be within a sanitary accessories.
Pr_65_80_47_04 | 65 | 80 | 47 | 04 | Assisted transfer hoists | アシスト付きホイスト |  | 45-35-72/314 Assisted transfer hoists; |  | Assisted transfer hoists are described by characteristics such as form, cradle or sling and supports. An example use may be within a sanitary accessories.
Pr_65_80_47_12 | 65 | 80 | 47 | 12 | Ceiling track hoists | 天井トラックホイスト
Pr_65_80_47_31 | 65 | 80 | 47 | 31 | Fixed hoists | 固定ホイスト |  | 45-35-74/330 Hoist; |  | Hoist are described by characteristics such as hoist type, operation and load capacity. An example use may be within a suspended access system - trackless mobile rig.
Pr_65_80_47_47 | 65 | 80 | 47 | 47 | Moveable hoists | 可動ホイスト
Pr_65_80_47_64 | 65 | 80 | 47 | 64 | Poolside hoists | プールサイドホイスト |  | 45-35-90/371 Poolside hoist; |  | Poolside hoist are described by characteristics such as format, form and frame. An example use may be within a pool transfer aid equipment system.
Pr_65_80_47_76 | 65 | 80 | 47 | 76 | Service hoists | サービスホイスト
Pr_65_80_47_84 | 65 | 80 | 47 | 84 | Step lifts | ステップリフト |  | 90-80-65/340 Step lifts; |  | Step lifts are described by characteristics such as safe working load (minimum), travel distance (minimum) and environment. An example use may be within a step lift system.
Pr_65_80_47_94 | 65 | 80 | 47 | 94 | Vehicle hoists | 車両ホイスト
Pr_65_80_47_95 | 65 | 80 | 47 | 95 | Vertical lifting platforms | 垂直昇降プラットフォーム |  | 90-80-65/350 Vertical lifting platforms; |  | Vertical lifting platforms are described by characteristics such as safe working load (minimum), environment and overall dimensions. An example use may be within a vertical lifting platform system.
Pr_65_80_47_96 | 65 | 80 | 47 | 96 | Vertical storage lifts | 垂直保管リフト
Pr_65_80_65 | 65 | 80 | 65 |  | Pneumatic conveying products | 空圧式搬送製品 |  |  |  | Blowers are described by characteristics such as blowers type, application and airflow. An example use may be within a pneumatic document conveying system.
Pr_65_80_65_63 | 65 | 80 | 65 | 63 | Pneumatic document conveying blowers | 空圧式書類搬送ブロワー |  | 90-80-70/310 Blowers; |  | Blowers are described by characteristics such as blowers type, application and airflow. An example use may be within a pneumatic document conveying system.
Pr_65_80_65_64 | 65 | 80 | 65 | 64 | Pneumatic document conveying carriers | 空圧式書類搬送用キャリア |  | 90-80-70/320 Carriers; |  | Carriers are described by characteristics such as carriers type, material and access. An example use may be within a pneumatic document conveying system.
Pr_65_80_65_65 | 65 | 80 | 65 | 65 | Pneumatic document conveying diverters | 空圧式書類搬送ダイバータ |  | 90-80-70/330 Diverters; |  | Diverters are described by characteristics such as diverters type. An example use may be within a pneumatic document conveying system.
Pr_65_80_65_66 | 65 | 80 | 65 | 66 | Pneumatic document conveying pipes and fittings | 空圧式書類搬送パイプ・継手 |  | 90-80-70/340 Pipelines and fittings; |  | Pipelines and fittings are described by characteristics such as standards, materials and jointing method. An example use may be within a pneumatic document conveying system.
Pr_65_80_65_67 | 65 | 80 | 65 | 67 | Pneumatic document conveying stations | 空圧式書類搬送ステーション |  | 90-80-70/350 Stations; |  | Stations are described by characteristics such as stations type, finish and loading. An example use may be within a pneumatic document conveying system.
Pr_65_80_65_70 | 65 | 80 | 65 | 70 | Pneumatic waste screw conveyors | 空圧式廃材スクリューコンベア
Pr_65_80_89 | 65 | 80 | 89 |  | Transport cables | 輸送ケーブル
Pr_65_80_89_11 | 65 | 80 | 89 | 11 | Cable car cables | ケーブルカーケーブル
Pr_65_80_89_46 | 65 | 80 | 89 | 46 | Lift cables | リフトケーブル
Pr_65_80_89_85 | 65 | 80 | 89 | 85 | Ski lift cables | スキーリフトケーブル
Pr_65_80_96 | 65 | 80 | 96 |  | Wastewater conveyor products | 廃水コンベヤー製品 |  |  |  | Belt conveyors are described by characteristics such as conveyor mobility, extent of movement required and principal geometrical requirements.
Pr_65_80_96_07 | 65 | 80 | 96 | 07 | Belt conveyors | ベルトコンベア |  | 90-80-15/305 Belt conveyors; |  | Belt conveyors are described by characteristics such as conveyor mobility, extent of movement required and principal geometrical requirements.
Pr_65_80_96_24 | 65 | 80 | 96 | 24 | Drag or chain link conveyors | ドラッグまたはチェーンリンクコンベヤ |  | 90-80-15/320 Drag or chain link conveyors; |  | Drag or chain link conveyors are described by characteristics such as conveyor mobility, extent of movement required and conveyor speed.
Pr_65_80_96_76 | 65 | 80 | 96 | 76 | Screw conveyors | スクリューコンベア |  | 90-80-15/325 Screw conveyors; |  | Screw conveyors are described by characteristics such as conveyor mobility, extent of movement required and principal geometrical requirements.
Pr_65_80_96_79 | 65 | 80 | 96 | 79 | Shafted screw conveyors | シャフトスクリューコンベア |  | 90-80-15/310 Shafted screw conveyors; |  | Shafted screw conveyors are described by characteristics such as conveyor mobility, extent of movement required and principal geometrical requirements.
Pr_65_80_96_80 | 65 | 80 | 96 | 80 | Shaftless spiral conveyors | シャフトレススパイラルコンベヤー |  | 90-80-15/315 Shaftless spiral conveyors; |  | Shaftless spiral conveyors are described by characteristics such as conveyor mobility, extent of movement required and principal geometrical requirements.
Pr_70 | 70 |  |  |  | Services and process outlet products | サービスとプロセスアウトレット製品
Pr_70_50 | 70 | 50 |  |  | Solid waste disposal products | 固形廃棄物処理製品
Pr_70_50_71 | 70 | 50 | 71 |  | Refuse disposal equipment | ごみ処理装置
Pr_70_50_71_18 | 70 | 50 | 71 | 18 | Crushers | クラッシャー
Pr_70_50_71_42 | 70 | 50 | 71 | 42 | Incinerators | 焼却炉
Pr_70_50_71_60 | 70 | 50 | 71 | 60 | Packagers | パッケージャー
Pr_70_50_80 | 70 | 50 | 80 |  | Solid waste balers | 固形廃棄物ベーラー |  |  |  | Horizontal baler are described by characteristics such as bale size (maximum), ram force and weight.
Pr_70_50_80_37 | 70 | 50 | 80 | 37 | Horizontal balers | 横型ベーラー |  | 90-00-95/345 Horizontal baler; |  | Horizontal baler are described by characteristics such as bale size (maximum), ram force and weight.
Pr_70_50_80_94 | 70 | 50 | 80 | 94 | Vertical balers | 垂直ベーラー |  | 90-00-95/340 Vertical baler; |  | Vertical baler are described by characteristics such as bale size (maximum), pressing force and weight.
Pr_70_50_85 | 70 | 50 | 85 |  | Solid waste compactor products | 固形廃棄物コンパクター製品 |  |  |  | Dry waste compactor are described by characteristics such as capacity (minimum), compaction force and blade penetration(minimum).
Pr_70_50_85_24 | 70 | 50 | 85 | 24 | Dry waste compactors | 乾燥廃棄物コンパクター |  | 90-00-95/310 Dry waste compactor; |  | Dry waste compactor are described by characteristics such as capacity (minimum), compaction force and blade penetration(minimum).
Pr_70_50_85_37 | 70 | 50 | 85 | 37 | High-density compaction extruders | 高密度圧縮押出機 |  | 90-00-95/330 High density compaction extruder; |  | High density compaction extruder are described by characteristics such as capacity, compaction force and weight.
Pr_70_50_85_65 | 70 | 50 | 85 | 65 | Portable waste compactors | ポータブル廃棄物コンパクター |  | 90-00-95/325 Portable waste compactor; |  | Portable waste compactor are described by characteristics such as capacity, compaction force and blade penetration(minimum).
Pr_70_50_85_66 | 70 | 50 | 85 | 66 | Portable waste compactor and bin lifts | ポータブル廃棄物コンパクターとビンリフト |  | 90-00-95/315 Portable waste compactor and bin lift; |  | Portable waste compactor and bin lift are described by characteristics such as capacity, compaction force and blade penetration(minimum).
Pr_70_50_85_78 | 70 | 50 | 85 | 78 | Skip-portable waste compactors | スキップ可搬式廃棄物コンパクター |  | 90-00-95/320 Skip portable waste compactor; |  | Skip portable waste compactor are described by characteristics such as capacity, compaction force and blade penetration(minimum).
Pr_70_50_85_96 | 70 | 50 | 85 | 96 | Wet waste compactors | 湿式廃棄物コンパクター |  | 90-00-95/305 Wet waste compactor; |  | Wet waste compactor are described by characteristics such as capacity (minimum), compaction force and blade penetration(minimum).
Pr_70_55 | 70 | 55 |  |  | Liquid and gas outlet products | 液体および気体のコンセント製品
Pr_70_55_33 | 70 | 55 | 33 |  | Gas and foam nozzles and sprinklers | ガスおよびフォームノズルとスプリンクラー |  |  |  | Nozzles for carbon dioxide systems are described by characteristics such as arrangement. An example use may be within a carbon dioxide fire-extinguishing system.
Pr_70_55_33_11 | 70 | 55 | 33 | 11 | Carbon dioxide fire extinguishing nozzles | 噴射ヘッド |  | 90-35-35/380 Nozzles for carbon dioxide systems; |  | Nozzles for carbon dioxide systems are described by characteristics such as arrangement. An example use may be within a carbon dioxide fire-extinguishing system.
Pr_70_55_33_28 | 70 | 55 | 33 | 28 | Foam firefighting monitors | 泡消火モニター |  | 90-35-95/450 Firefighting monitors; |  | Firefighting monitors are described by characteristics such as standards, application and monitor type. An example use may be within a foam fire extinguishing system.
Pr_70_55_33_30 | 70 | 55 | 33 | 30 | Foam sprinklers | 泡ヘッド |  | 90-35-30/350 Foam sprinklers; |  | Foam sprinklers are described by characteristics such as sprinkler type and mounting. An example use may be within a foam fire fighting system.
Pr_70_55_33_36 | 70 | 55 | 33 | 36 | Halocarbons and inert gas fire extinguishing nozzles | ハロカーボンと不活性ガス消火ノズル |  | 90-35-35/385 Nozzles for halocarbons and inert gas fire-extinguishing systems; |  | Nozzles for halocarbons and inert gas fire-extinguishing systems are described by characteristics such as arrangement. An example use may be within a halocarbon gas total flooding fire-extinguishing system.
Pr_70_55_42 | 70 | 55 | 42 |  | Irrigation water outlets | 灌漑用水出口 |  |  |  | Bubblers are described by characteristics such as emitters, physical properties and performance. An example use may be within a drip irrigation system.
Pr_70_55_42_09 | 70 | 55 | 42 | 09 | Bubblers | バブラー |  | 90-15-40/441 Bubblers; |  | Bubblers are described by characteristics such as emitters, physical properties and performance. An example use may be within a drip irrigation system.
Pr_70_55_42_11 | 70 | 55 | 42 | 11 | Capillary matting | 毛細管マット |  | 90-15-40/401 Capillary matting; |  | Capillary matting are described by characteristics such as physical properties, performance and accessories. An example use may be within a sub irrigation system.
Pr_70_55_42_22 | 70 | 55 | 42 | 22 | Drippers | ドリッパー |  | 90-15-40/443 Drippers; |  | Drippers are described by characteristics such as emitters, physical properties and performance. An example use may be within a drip irrigation system.
Pr_70_55_42_46 | 70 | 55 | 42 | 46 | Lateral pipelines | ラテラルパイプライン |  | 90-15-40/425 Lateral pipelines; |  | Lateral pipelines are described by characteristics such as pipe, performance and connections. An example use may be within a drip irrigation system.
Pr_70_55_42_47 | 70 | 55 | 42 | 47 | Layered irrigation matting | 層状灌漑マット |  | 90-15-40/403 Layered irrigation matting; |  | Layered irrigation matting are described by characteristics such as physical properties, performance and features. An example use may be within a sub irrigation system.
Pr_70_55_42_52 | 70 | 55 | 42 | 52 | Micro-distribution pipelines | マイクロ流通パイプライン |  | 90-15-40/429 Micro distribution pipelines; |  | Micro distribution pipelines are described by characteristics such as pipe, performance and connections. An example use may be within a drip irrigation system.
Pr_70_55_42_53 | 70 | 55 | 42 | 53 | Micro-perforated polyethylene sheet | マイクロ穴あきポリエチレンシート |  | 90-15-40/405 Micro-perforated polyethylene sheets; |  | Micro-perforated polyethylene sheets are described by characteristics such as physical properties. An example use may be within a sub irrigation system.
Pr_70_55_42_54 | 70 | 55 | 42 | 54 | Misters | ミスター |  | 90-15-40/445 Misters; |  | Misters are described by characteristics such as emitters, physical properties and performance. An example use may be within a drip irrigation system.
Pr_70_55_42_58 | 70 | 55 | 42 | 58 | Oscillating sprinklers | 振動スプリンクラー
Pr_70_55_42_64 | 70 | 55 | 42 | 64 | Porous pipelines | 多孔質パイプライン |  | 90-15-40/427 Porous pipelines; |  | Porous pipelines are described by characteristics such as pipe, performance and connections. An example use may be within a drip irrigation system.
Pr_70_55_42_70 | 70 | 55 | 42 | 70 | Rain guns | レインガン |  | 90-15-40/447 Rain guns; |  | Rain guns are described by characteristics such as emitters, physical properties and performance. An example use may be within a sprinkler irrigation system.
Pr_70_55_42_73 | 70 | 55 | 42 | 73 | Rotary impact sprinklers | ロータリーインパクトスプリンクラー |  | 90-15-40/449 Rotary impact sprinklers; |  | Rotary impact sprinklers are described by characteristics such as emitters, physical properties and performance. An example use may be within a sprinkler irrigation system.
Pr_70_55_42_80 | 70 | 55 | 42 | 80 | Spray jets | スプレージェット |  | 90-15-40/451 Spray jets; |  | Spray jets are described by characteristics such as emitters, physical properties and performance. An example use may be within a sprinkler irrigation system.
Pr_70_55_42_90 | 70 | 55 | 42 | 90 | Tree irrigation rings | 木の灌漑リング |  | 90-15-40/433 Tree irrigation rings; |  | Tree irrigation rings are described by characteristics such as hose, in-line tanks and filling tube. An example use may be within an external freestanding container planting system.
Pr_70_55_51 | 70 | 55 | 51 |  | Medical gases outlets | 医療ガス出口 |  |  |  | Flexible pendants are described by characteristics such as standards and outlets. An example use may be within a medical oxygen supply system.
Pr_70_55_51_30 | 70 | 55 | 51 | 30 | Flexible pendants | フレキシブルペンダント |  | 90-30-55/352 Flexible pendants; |  | Flexible pendants are described by characteristics such as standards and outlets. An example use may be within a medical oxygen supply system.
Pr_70_55_51_37 | 70 | 55 | 51 | 37 | Headwall bedhead units | ヘッドウォールベッドヘッドユニット |  | 90-30-55/348 Headwall bedhead units; |  | Headwall bedhead units are described by characteristics such as standards, arrangement and gas outlets. An example use may be within a medical compressed air supply system.
Pr_70_55_51_52 | 70 | 55 | 51 | 52 | Terminal units | 端末ユニット |  | 90-30-55/346 Terminal units; |  | Terminal units are described by characteristics such as arrangement, services and accessories. An example use may be within a medical nitrous oxide supply system.
Pr_70_55_51_53 | 70 | 55 | 51 | 53 | Medical trunking bedhead units | 医療用まぐさ台ユニット |  | 90-30-55/350 Medical trunking bedhead units; |  | Medical trunking bedhead units are described by characteristics such as standards, arrangement and gas outlets. An example use may be within a medical compressed air supply system.
Pr_70_55_51_55 | 70 | 55 | 51 | 55 | Multi-movement pendants | マルチムーブメントペンダント |  | 90-30-55/354 Multi-movement pendants; |  | Multi-movement pendants are described by characteristics such as pendant type and outlets. An example use may be within a medical oxygen supply system.
Pr_70_55_51_73 | 70 | 55 | 51 | 73 | Retractable pendants | 格納式ペンダント |  | 90-30-55/356 Retractable pendants; |  | Retractable pendants are described by characteristics such as pendant type and outlets. An example use may be within a medical oxygen supply system.
Pr_70_55_51_74 | 70 | 55 | 51 | 74 | Rigid pendants | リジッドペンダント |  | 90-30-55/358 Rigid pendants; |  | Rigid pendants are described by characteristics such as pendant type and outlets. An example use may be within a medical oxygen supply system.
Pr_70_55_58 | 70 | 55 | 58 |  | Oil and grease lubricant supply products | オイルおよびグリース潤滑剤供給製品 |  |  |  | Rail lubricator are described by characteristics such as delivery pressure, delivery volume and lubricant.
Pr_70_55_58_34 | 70 | 55 | 58 | 34 | Greases | グリース
Pr_70_55_58_48 | 70 | 55 | 58 | 48 | Lubricator height adjustors | ルブリケーター高さ調節器
Pr_70_55_58_58 | 70 | 55 | 58 | 58 | Oils | 油
Pr_70_55_58_68 | 70 | 55 | 58 | 68 | Rail friction modifier | レール摩擦調整剤
Pr_70_55_58_70 | 70 | 55 | 58 | 70 | Rail lubricators | レール潤滑装置 |  | 90-25-55/380 Rail lubricator; |  | Rail lubricator are described by characteristics such as delivery pressure, delivery volume and lubricant.
Pr_70_55_58_72 | 70 | 55 | 58 | 72 | Rail traction gels | レール牽引ゲル
Pr_70_55_58_80 | 70 | 55 | 58 | 80 | Solid lubricants | 固形潤滑剤
Pr_70_55_62 | 70 | 55 | 62 |  | Phase change outlet products | 相変化アウトレット製品 |  |  |  | Foam chambers are described by characteristics such as flow rate, k-factor and material. An example use may be within a foam fire extinguishing system.
Pr_70_55_62_27 | 70 | 55 | 62 | 27 | Foam chambers | フォームチャンバー |  | 90-35-30/380 Foam chambers; |  | Foam chambers are described by characteristics such as flow rate, k-factor and material. An example use may be within a foam fire extinguishing system.
Pr_70_55_62_29 | 70 | 55 | 62 | 29 | Foam generators | 泡発生器 |  | 90-35-30/390 Foam generators; |  | Foam generators are described by characteristics such as inlet pressure, water flow rate and bypass flow rate. An example use may be within a foam fire extinguishing system.
Pr_70_55_62_31 | 70 | 55 | 62 | 31 | Foam proportioners | フォームプロポーショナー |  | 90-35-30/340 Foam proportioners; |  | Foam proportioners are described by characteristics such as proportioner type and flow. An example use may be within a foam fire fighting system.
Pr_70_55_76 | 70 | 55 | 76 |  | Sewage treatment plant | 下水処理場 |  |  |  | Geocellular modular plastics storage units are described by characteristics such as material, unit size and integral accessories. An example use may be within a modular plastics attenuation or storage tank system for below ground surface water drainage.
Pr_70_55_76_34 | 70 | 55 | 76 | 34 | Geocellular modular plastics storage units | ジオセルラーモジュール式プラスチックストレージユニット |  | 90-10-95/480 Geocellular modular plastics storage units; |  | Geocellular modular plastics storage units are described by characteristics such as material, unit size and integral accessories. An example use may be within a modular plastics attenuation or storage tank system for below ground surface water drainage.
Pr_70_55_76_62 | 70 | 55 | 76 | 62 | Private packaged pumping stations | 専用パッケージポンプステーション |  | 90-10-70/450 Package pumping stations; |  | Private packaged pumping stations are described by characteristics such as third party product certification, material and collection tank capacity (minimum). An example use may be within a below ground private packaged pumping station and pressure pipeline drainage system.
Pr_70_55_76_64 | 70 | 55 | 76 | 64 | Private packaged septic tank units | 専用パッケージの浄化槽ユニット |  | 90-05-75/330 Private packaged septic tank units; |  | Private packaged septic tank units are described by characteristics such as third party product certification, material and capacity (minimum). An example use may be within a private packaged septic tank system for below ground domestic wastewater drainage.
Pr_70_55_76_66 | 70 | 55 | 76 | 66 | Private packaged sewage treatment units | 専用パッケージの下水処理ユニット |  | 90-05-75/340 Private packaged sewage treatment units; |  | Private packaged sewage treatment units are described by characteristics such as third party product certification, process and material. An example use may be within a private packaged sewage treatment system for below ground domestic wastewater drainage.
Pr_70_55_76_72 | 70 | 55 | 76 | 72 | Reed bed units | リードベッドユニット |  | 90-05-75/350 Reed beds; |  | Reed beds are described by characteristics such as troughs and integral accessories.
Pr_70_55_76_76 | 70 | 55 | 76 | 76 | Sewage below-ground storage tanks (cesspools) | 下水地下貯蔵タンク（汚水溜め） |  | 90-05-75/360 Sewage below ground storage tanks (cesspools); |  | Sewage below ground storage tanks (cesspools) are described by characteristics such as materials, capacity (minimum) and connections. An example use may be within a private packaged domestic wastewater below ground storage tank system (cesspool).
Pr_70_55_96 | 70 | 55 | 96 |  | Waste water outlets and plugs | 排水口とプラグ |  |  |  | Wastes for baths are described by characteristics such as form, materials and size. An example use may be within a bath assembly.
Pr_70_55_96_06 | 70 | 55 | 96 | 06 | Bath wastes | 入浴剤 |  | 45-35-70/314 Wastes for baths; |  | Wastes for baths are described by characteristics such as form, materials and size. An example use may be within a bath assembly.
Pr_70_55_96_09 | 70 | 55 | 96 | 09 | Bidet wastes | ビデ廃棄物 |  | 45-35-70/322 Wastes for bidets; |  | Wastes for bidets are described by characteristics such as form, materials and size. An example use may be within a bidet assembly.
Pr_70_55_96_76 | 70 | 55 | 96 | 76 | Scrub up trough and wash trough wastes | トラフ廃棄物洗い場 |  | 45-35-70/373 Wastes for scrub-up troughs and wash troughs; |  | Wastes for scrub-up troughs and wash troughs are described by characteristics such as form, materials and size. An example use may be within a scrub-up trough assembly.
Pr_70_55_96_83 | 70 | 55 | 96 | 83 | Shower tray wastes | シャワートレー廃棄物 |  | 45-35-70/337 Wastes for shower trays; |  | Wastes for shower trays are described by characteristics such as form, materials and size. An example use may be within a shower cubicle assembly.
Pr_70_55_96_84 | 70 | 55 | 96 | 84 | Sink wastes | 廃棄物をシンク |  | 45-35-70/346 Wastes for sinks; |  | Wastes for sinks are described by characteristics such as form, materials and size. An example use may be within a laboratory fittings, furnishings and equipment system.
Pr_70_55_96_93 | 70 | 55 | 96 | 93 | Urinal wastes | 便器廃棄物 |  | 45-35-70/357 Wastes for urinals; |  | Wastes for urinals are described by characteristics such as form, materials and size. An example use may be within an urinal assembly.
Pr_70_55_96_97 | 70 | 55 | 96 | 97 | Washbasin wastes | 洗面器廃棄物 |  | 45-35-70/372 Wastes for wash basins; |  | Wastes for wash basins are described by characteristics such as form, materials and size. An example use may be within a wash basin assembly.
Pr_70_55_96_98 | 70 | 55 | 96 | 98 | Waste water plugs and chains | 廃水プラグとチェーン
Pr_70_55_97 | 70 | 55 | 97 |  | Water fire extinguishing outlets | 水消火器 |  |  |  | Sprinkler heads for residential and domestic sprinkler systems are described by characteristics such as sprinkler pattern, element and temperature rating. An example use may be within a domestic and residential sprinkler system.
Pr_70_55_97_01 | 70 | 55 | 97 | 01 | Above-ground fire hydrants | 屋内消火栓、屋外消火栓
Pr_70_55_97_23 | 70 | 55 | 97 | 23 | Domestic sprinkler heads | 国内用スプリンクラーヘッド |  | 90-35-95/392 Sprinkler heads for residential and domestic sprinkler systems; |  | Sprinkler heads for residential and domestic sprinkler systems are described by characteristics such as sprinkler pattern, element and temperature rating. An example use may be within a domestic and residential sprinkler system.
Pr_70_55_97_37 | 70 | 55 | 97 | 37 | High-velocity nozzles | 高速ノズル |  | 90-35-95/385 High velocity nozzles; |  | High velocity nozzles are described by characteristics such as size. An example use may be within a deluge system.
Pr_70_55_97_51 | 70 | 55 | 97 | 51 | Medium-velocity nozzles | 中速ノズル |  | 90-35-95/380 Medium velocity nozzles; |  | Medium velocity nozzles are described by characteristics such as size. An example use may be within a deluge system.
Pr_70_55_97_57 | 70 | 55 | 97 | 57 | Nozzles | ノズル |  | 90-35-95/375 Nozzles; |  | Nozzles are described by characteristics such as nozzle type. An example use may be within a water mist system.
Pr_70_55_97_84 | 70 | 55 | 97 | 84 | Sprinkler heads | スプリンクラーヘッド_閉鎖型・開放型 |  | 90-35-95/390 Sprinkler heads; |  | Sprinkler heads are described by characteristics such as sprinkler pattern, element and temperature rating. An example use may be within a sprinkler system.
Pr_70_55_97_93 | 70 | 55 | 97 | 93 | Underground fire hydrants | 地下消火栓 |  | 90-35-95/400 Underground fire hydrants; |  | Underground fire hydrants are described by characteristics such as standards, hydrant type and valve type. An example use may be within a fire hydrant system.
Pr_70_55_97_96 | 70 | 55 | 97 | 96 | Water firefighting monitors | 水消防モニター
Pr_70_55_98 | 70 | 55 | 98 |  | Water inlets and outlets | 水の入口と出口 |  |  |  | Fountains are described by characteristics such as physical properties, performance and features. An example use may be within a fountain and jet system.
Pr_70_55_98_30 | 70 | 55 | 98 | 30 | Fountains | 噴水 |  | 90-15-90/455 Fountains; |  | Fountains are described by characteristics such as physical properties, performance and features. An example use may be within a fountain and jet system.
Pr_70_55_98_35 | 70 | 55 | 98 | 35 | Green roof drainage outlets | 緑化屋根の排水口
Pr_70_55_98_37 | 70 | 55 | 98 | 37 | High-pressure water hose connectors | 高圧水ホースコネクター
Pr_70_55_98_46 | 70 | 55 | 98 | 46 | Laminar jets | 層流ジェット |  | 90-15-90/453 Laminar jets; |  | Laminar jets are described by characteristics such as material, physical properties and emitters. An example use may be within a fountain and jet system.
Pr_70_55_98_59 | 70 | 55 | 98 | 59 | Overflows | オーバーフロー
Pr_70_55_98_60 | 70 | 55 | 98 | 60 | Passive tank outlets | パッシブタンクアウトレット
Pr_70_55_98_65 | 70 | 55 | 98 | 65 | Pool water inlets | プール水入口 |  | 90-15-75/410 Pool water inlets and outlets; |  | Pool water inlets and outlets are described by characteristics such as purpose, shape and material. An example use may be within a pool water treatment system.
Pr_70_55_98_66 | 70 | 55 | 98 | 66 | Pool water outlets | プールの水出口 |  | 90-15-75/420 Pool water outlets; |  | Pool water outlets are described by characteristics such as outlet type and mounting. An example use may be within a pool water treatment system.
Pr_70_55_98_84 | 70 | 55 | 98 | 84 | Sprinklers | スプリンクラー
Pr_70_55_98_87 | 70 | 55 | 98 | 87 | Tape lines and drippers | テープラインとドリッパー
Pr_70_55_98_92 | 70 | 55 | 98 | 92 | Ultrasonic mist makers | 超音波ミストメーカー |  | 90-15-90/457 Ultrasonic misters; |  | Ultrasonic misters are described by characteristics such as physical properties, emitters and lights. An example use may be within a fountain and jet system.
Pr_70_55_98_94 | 70 | 55 | 98 | 94 | Washout hydrants | ウォッシュアウト消火栓
Pr_70_55_98_95 | 70 | 55 | 98 | 95 | Waterfalls and cascades | 滝と滝 |  | 90-15-90/487 Waterfalls and cascades; |  | Waterfalls and cascades are described by characteristics such as material, recycled content (minimum) and form. An example use may be within a cascade and waterfall system.
Pr_70_55_98_96 | 70 | 55 | 98 | 96 | Water feature nozzles | 水機能ノズル |  | 90-15-90/459 Water feature nozzles; |  | Water feature nozzles are described by characteristics such as physical properties, emitters and features. An example use may be within a cascade and waterfall system.
Pr_70_60 | 70 | 60 |  |  | Space heating and cooling products | 暖房および冷房製品
Pr_70_60_14 | 70 | 60 | 14 |  | Climatic beams and ceilings | 気候の梁と天井 |  |  |  | Active climatic beams are described by characteristics such as beam type, induction and connections. An example use may be within a centralized all-air conditioning system.
Pr_70_60_14_02 | 70 | 60 | 14 | 02 | Active climatic beams | アクティブ気候ビーム |  | 90-40-15/310 Active climatic beams; |  | Active climatic beams are described by characteristics such as beam type, induction and connections. An example use may be within a centralized all-air conditioning system.
Pr_70_60_14_10 | 70 | 60 | 14 | 10 | Bulkhead active climatic beams | 隔壁アクティブ気候ビーム
Pr_70_60_14_14 | 70 | 60 | 14 | 14 | Climatic ceiling panels | 気候天井パネル |  | 90-40-15/340 Climatic ceiling panels; |  | Climatic ceiling panels are described by characteristics such as panel type, connections and flexible connectors. An example use may be within a centralized all-air conditioning system.
Pr_70_60_14_47 | 70 | 60 | 14 | 47 | Linear active climatic beams | 線形アクティブ気候ビーム
Pr_70_60_14_53 | 70 | 60 | 14 | 53 | Modular or cassette active climatic beams | モジュラーまたはカセットアクティブ気候ビーム
Pr_70_60_14_55 | 70 | 60 | 14 | 55 | Multi-service climatic beams | マルチサービス気候ビーム |  | 90-40-15/330 Multi-service climatic beams; |  | Multi-service climatic beams are described by characteristics such as connections, casing and heat exchanger. An example use may be within a centralized all-air conditioning system.
Pr_70_60_14_60 | 70 | 60 | 14 | 60 | Passive climatic beams | パッシブ気候ビーム |  | 90-40-15/320 Passive climatic beams; |  | Passive climatic beams are described by characteristics such as connections, flexible connectors and casing. An example use may be within a centralized all-air conditioning system.
Pr_70_60_36 | 70 | 60 | 36 |  | Heat emitters | 熱放射体 |  |  |  | Air curtains are described by characteristics such as duty, mounting height and electrical supply. An example use may be within an electric heating system.
Pr_70_60_36_02 | 70 | 60 | 36 | 02 | Air curtains | エアカーテン |  | 90-40-35/310 Air curtains; |  | Air curtains are described by characteristics such as duty, mounting height and electrical supply. An example use may be within an electric heating system.
Pr_70_60_36_06 | 70 | 60 | 36 | 06 | Cabinet direct heaters | キャビネットダイレクトヒーター
Pr_70_60_36_08 | 70 | 60 | 36 | 08 | Cabinet indirect heaters | キャビネット間接ヒーター |  | 90-40-35/325 Cabinet indirect heaters; |  | Cabinet indirect heaters are described by characteristics such as duty, fuel and controls. An example use may be within a direct gas fired heating system.
Pr_70_60_36_15 | 70 | 60 | 36 | 15 | Constant wattage trace heating cables | 一定ワット数トレース加熱ケーブル |  | 90-10-85/325 Constant wattage trace heating cables; |  | Constant wattage trace heating cables are described by characteristics such as standards, equipment category and arrangement. An example use may be within an electrical resistance trace heating systems.
Pr_70_60_36_22 | 70 | 60 | 36 | 22 | Decorative fuel effect gas fires | 装飾的な燃料効果ガス火災 |  | 90-40-35/350 Gas fires, decorative fuel effect; |  | Gas fires, decorative fuel effect are described by characteristics such as standards, duty and fuel. An example use may be within a general fittings, furnishings and equipment system.
Pr_70_60_36_26 | 70 | 60 | 36 | 26 | Electric heated towel rails | 電気加熱式タオル掛け |  | 90-40-35/385 Heated towel rails, electric; |  | Heated towel rails, electric are described by characteristics such as power rating, ip rating (minimum) and controls. An example use may be within an electric heating system.
Pr_70_60_36_27 | 70 | 60 | 36 | 27 | Electric cable underfloor heating elements | 電気ケーブル床下暖房要素 |  | 90-40-35/492 Flexible cable electric underfloor heating elements; |  | Flexible cable electric underfloor heating elements are described by characteristics such as rating and accessories. An example use may be within an electric heating system.
Pr_70_60_36_28 | 70 | 60 | 36 | 28 | Electric sheet underfloor heating elements | 電気シート床暖房要素 |  | 90-40-35/495 Electric underfloor heating; |  | Electric underfloor heating are described by characteristics such as application and duty. An example use may be within an electric heating system.
Pr_70_60_36_29 | 70 | 60 | 36 | 29 | Equipment heaters | 機器ヒーター
Pr_70_60_36_30 | 70 | 60 | 36 | 30 | Fan convectors | ファンコンベクター |  | 90-40-35/335 Fan convectors; |  | Fan convectors are described by characteristics such as standards, duty and electrical supply. An example use may be within a steam heating system.
Pr_70_60_36_33 | 70 | 60 | 36 | 33 | Gas-fired unit heaters | ガス燃焼ユニットヒーター |  | 90-40-35/365 Gas fired unit heaters; |  | Gas fired unit heaters are described by characteristics such as duty, fuel and controls. An example use may be within a general fittings, furnishings and equipment system.
Pr_70_60_36_35 | 70 | 60 | 36 | 35 | Gas fires | ガス火災 |  | 90-40-35/345 Gas fires; |  | Gas fires are described by characteristics such as duty and fuel. An example use may be within a general fittings, furnishings and equipment system.
Pr_70_60_36_37 | 70 | 60 | 36 | 37 | Heat pump driven air curtains | ヒートポンプ駆動のエアカーテン
Pr_70_60_36_42 | 70 | 60 | 36 | 42 | Inset live fuel effect gas fires | インセットライブ燃料効果ガス火災 |  | 90-40-35/355 Gas fires, inset live fuel effect; |  | Gas fires, inset live fuel effect are described by characteristics such as standards, duty and fuel. An example use may be within a general fittings, furnishings and equipment system.
Pr_70_60_36_48 | 70 | 60 | 36 | 48 | Low temperature hot water (LTHW) heated towel rails | 低温温水（LTHW）加熱タオル掛け |  | 90-40-35/380 Heated towel rails, LTHW; |  | Heated towel rails, lthw are described by characteristics such as standards, duty and circuit. An example use may be within a general fittings, furnishings and equipment system.
Pr_70_60_36_49 | 70 | 60 | 36 | 49 | Low temperature hot water (LTHW) underfloor heating | 床下暖房（LTHW）
Pr_70_60_36_52 | 70 | 60 | 36 | 52 | Mirror heaters | ミラーヒーター
Pr_70_60_36_56 | 70 | 60 | 36 | 56 | Natural convectors | コンベクター |  | 90-40-35/395 Natural convectors; |  | Natural convectors are described by characteristics such as standards, duty and casing finish. An example use may be within a steam heating system.
Pr_70_60_36_60 | 70 | 60 | 36 | 60 | Points heater cables | ポイントヒーターケーブル
Pr_70_60_36_62 | 70 | 60 | 36 | 62 | Points heating kits | ポイント加熱キット
Pr_70_60_36_64 | 70 | 60 | 36 | 64 | Power-limiting trace heating cables | 電力制限トレース加熱ケーブル |  | 90-10-85/320 Power-limiting trace heating cables; |  | Electrical resistance surface heating for hazardous environments are described by characteristics such as hazardous area classification, arrangement and tape. An example use may be within a diesel supply system.
Pr_70_60_36_70 | 70 | 60 | 36 | 70 | Radiant luminous heaters | 放射光ヒーター |  | 90-40-35/415 Radiant luminous heaters; |  | Radiant luminous heaters are described by characteristics such as duty, fuel and controls. An example use may be within a direct gas fired heating system.
Pr_70_60_36_71 | 70 | 60 | 36 | 71 | Radiant panels | 放射パネル |  | 90-40-35/425 Radiant panels; |  | Radiant panels are described by characteristics such as duty, water supply and finish. An example use may be within a steam heating system.
Pr_70_60_36_72 | 70 | 60 | 36 | 72 | Radiant tube heaters | ラジアントチューブヒーター |  | 90-40-35/435 Radiant tube heaters; |  | Radiant tube heaters are described by characteristics such as duty, fuel and controls. An example use may be within a direct gas fired heating system.
Pr_70_60_36_73 | 70 | 60 | 36 | 73 | Radiators | パネルラジエーター |  | 90-40-35/405 Radiators; |  | Radiators are described by characteristics such as standards, duty and finish. An example use may be within a general fittings, furnishings and equipment system.
Pr_70_60_36_74 | 70 | 60 | 36 | 74 | Room heaters | ルームヒーター |  | 90-40-35/450 Room heaters; |  | Room heaters are described by characteristics such as duty, finish and accessories. An example use may be within an electric heating system.
Pr_70_60_36_76 | 70 | 60 | 36 | 76 | Self-regulating trace heating cables | 自動調整トレース加熱ケーブル |  | 90-10-85/310 Self-regulating trace heating cables; |  | Electrical resistance surface trace heating are described by characteristics such as arrangement, tape and voltage. An example use may be within a solar heating system.
Pr_70_60_36_77 | 70 | 60 | 36 | 77 | Series resistance trace heating cables and tapes | 直列抵抗トレース加熱ケーブルおよびテープ |  | 90-10-85/330 Series resistance trace heating cables and tapes; |  | Series resistance trace heating cables and tapes are described by characteristics such as standards, equipment category and arrangement. An example use may be within an electrical resistance trace heating systems.
Pr_70_60_36_80 | 70 | 60 | 36 | 80 | Solid fuel room heaters | 固形燃料室ヒーター |  | 45-35-35/395 Solid fuel room heaters; |  | Solid fuel room heaters are described by characteristics such as fuel, back boiler and output to air. An example use may be within a general fittings, furnishings and equipment system.
Pr_70_60_36_88 | 70 | 60 | 36 | 88 | Thermal storage heaters | 蓄熱ヒーター |  | 90-40-35/460 Thermal storage heaters; |  | Thermal storage heaters are described by characteristics such as duty, finish and accessories. An example use may be within an electric heating system.
Pr_70_60_36_90 | 70 | 60 | 36 | 90 | Trench convectors | トレンチ対流器 |  | 90-40-35/475 Trench heating; |  | Trench heating are described by characteristics such as standards, duty and fin type. An example use may be within a low temperature hot water heating system.
Pr_70_60_36_93 | 70 | 60 | 36 | 93 | Unit heaters | ユニットヒーター |  | 90-40-35/485 Unit heaters; |  | Unit heaters are described by characteristics such as duty, casing finish and connections. An example use may be within a steam heating system.
Pr_70_60_36_97 | 70 | 60 | 36 | 97 | Wood-burning stoves | 薪ストーブ |  | 45-35-35/397 Wood burning stoves; |  | Wood burning stoves are described by characteristics such as form, base design and output. An example use may be within a general fittings, furnishings and equipment system.
Pr_70_60_37 | 70 | 60 | 37 |  | Heat pumps | ヒートポンプ |  |  |  | Air to air heat pumps are described by characteristics such as standards, heat pump type and output. An example use may be within an air source heat pump system.
Pr_70_60_37_02 | 70 | 60 | 37 | 02 | Air-to-air heat pumps | 空対空ヒートポンプ |  | 90-40-40/310 Air to air heat pumps; |  | Air to air heat pumps are described by characteristics such as standards, heat pump type and output. An example use may be within an air source heat pump system.
Pr_70_60_37_04 | 70 | 60 | 37 | 04 | Air-to-water heat pumps | 空気熱源ヒートポンプユニット、ヒートポンプ給湯機 |  | 90-40-40/320 Air to water heat pumps; |  | Air to water heat pumps are described by characteristics such as standards, heat pump type and output to water. An example use may be within an air source heat pump system.
Pr_70_60_37_08 | 70 | 60 | 37 | 08 | Brine-to-water heat pumps | 塩水から水へのヒートポンプ
Pr_70_60_37_25 | 70 | 60 | 37 | 25 | Dual-split gas-engine-driven heat pumps | デュアルスプリットガスエンジン駆動ヒートポンプ
Pr_70_60_37_33 | 70 | 60 | 37 | 33 | Gas-engine-driven heat pumps | ガスエンジンヒートポンプ式空気調和機 |  | 90-40-40/330 Gas engine driven heat pumps; |  | Gas engine driven heat pumps are described by characteristics such as standards, system and heat pump type. An example use may be within an air source heat pump system.
Pr_70_60_37_34 | 70 | 60 | 37 | 34 | Gas-fired absorption heat pumps | ガス燃焼吸収ヒートポンプ |  | 90-40-40/340 Gas fired absorption heat pumps; |  | Gas fired absorption heat pumps are described by characteristics such as standards, system and primary fuel. An example use may be within an air source heat pump system.
Pr_70_60_37_36 | 70 | 60 | 37 | 36 | Ground source heat pumps | 地中熱ヒートポンプ |  | 90-40-40/370 Ground heat exchangers; |  | Ground heat exchangers are described by characteristics such as collector material, loop depth and pipe diameter. An example use may be within a water source heat pump system.
Pr_70_60_37_47 | 70 | 60 | 37 | 47 | Low-temperature air-to-water heat pumps | 低温空気から水へのヒートポンプ
Pr_70_60_37_50 | 70 | 60 | 37 | 50 | Medium or high-temperature air-to-water heat pumps | 中または高温の空中水ヒートポンプ
Pr_70_60_37_52 | 70 | 60 | 37 | 52 | Multi-split air-to-air heat pumps | マルチスプリット空対空ヒートポンプ
Pr_70_60_37_53 | 70 | 60 | 37 | 53 | Multi-split gas-engine-driven heat pumps | マルチスプリットガスエンジン駆動ヒートポンプ
Pr_70_60_37_54 | 70 | 60 | 37 | 54 | Multi-split variable refrigerant flow (VRF) water-to-air heat pumps | マルチスプリット可変冷媒フロー（VRF）水対空気ヒートポンプ
Pr_70_60_37_78 | 70 | 60 | 37 | 78 | Single-split air-to-air heat pumps | シングルスプリット空対空ヒートポンプ
Pr_70_60_37_80 | 70 | 60 | 37 | 80 | Single-split gas-engine-driven heat pumps | シングルスプリットガスエンジン駆動ヒートポンプ
Pr_70_60_37_82 | 70 | 60 | 37 | 82 | Single-split water-to-air heat pumps | シングルスプリット水対空ヒートポンプ
Pr_70_60_37_94 | 70 | 60 | 37 | 94 | Variable refrigerant flow (VRF) air-to-air heat pumps | 可変冷媒流量（VRF）空対空ヒートポンプ
Pr_70_60_37_95 | 70 | 60 | 37 | 95 | Variable refrigerant flow (VRF) gas-engine-driven heat pumps | 可変冷媒流量（VRF）ガスエンジン駆動ヒートポンプ
Pr_70_60_37_96 | 70 | 60 | 37 | 96 | Water-to-air heat pumps | 水対空ヒートポンプ |  | 90-40-40/350 Water to air heat pumps; |  | Water to air heat pumps are described by characteristics such as standards, heat pump type and output to water. An example use may be within a ground source heat pump system.
Pr_70_60_37_98 | 70 | 60 | 37 | 98 | Water-to-water heat pumps | 水対水ヒートポンプ |  | 90-40-40/360 Water to water heat pumps; |  | Water to water heat pumps are described by characteristics such as standards, heat pump type and output to water. An example use may be within a ground source heat pump system.
Pr_70_60_60 | 70 | 60 | 60 |  | Pavement heating products | 舗装暖房製品 |  |  |  | Heating cable are described by characteristics such as rating, conductor and wire thickness.
Pr_70_60_60_37 | 70 | 60 | 60 | 37 | Pavement heating cables | 舗装暖房ケーブル |  | 90-40-70/300 Heating cable; |  | Heating cable are described by characteristics such as rating, conductor and wire thickness.
Pr_70_60_60_38 | 70 | 60 | 60 | 38 | Pavement heating mats | 舗装暖房マット |  | 90-40-70/305 Heating mat; |  | Heating mat are described by characteristics such as rating, material and thickness.
Pr_70_60_82 | 70 | 60 | 82 |  | Space heating fittings and equipment | 暖房器具および設備 |  |  |  | Fireplace hearths are described by characteristics such as material, dimensions and finish. An example use may be within a general fittings, furnishings and equipment system.
Pr_70_60_82_29 | 70 | 60 | 82 | 29 | Fenders | フェンダー
Pr_70_60_82_30 | 70 | 60 | 82 | 30 | Fireplace hearths | 暖炉ハース |  | 45-35-35/340 Fireplace hearths; |  | Fireplace hearths are described by characteristics such as material, dimensions and finish. An example use may be within a general fittings, furnishings and equipment system.
Pr_70_60_82_31 | 70 | 60 | 82 | 31 | Fireplace hoods | 暖炉のフード
Pr_70_60_82_32 | 70 | 60 | 82 | 32 | Fireplace surrounds | 暖炉サラウンド |  | 45-35-35/350 Fireplace surrounds; |  | Fireplace surrounds are described by characteristics such as dimensions, material and finish. An example use may be within a general fittings, furnishings and equipment system.
Pr_70_60_82_41 | 70 | 60 | 82 | 41 | Inset open fireplace firebacks | はめ込み式暖炉暖炉 |  | 45-80-50/378 Fireplace firebacks for inset open fires; |  | Fireplace firebacks for inset open fires are described by characteristics such as open fire width (nominal) and type of fireback. An example use may be within a masonry chimney stack system.
Pr_70_60_82_42 | 70 | 60 | 82 | 42 | Inset open fireplace surrounds and hearths | はめ込み式暖炉の囲炉裏 |  | 45-80-50/380 Fireplace surrounds and hearths for inset open fires; |  | Fireplace surrounds and hearths for inset open fires are described by characteristics such as fireplace opening dimensions (width x height) and hearth dimensions (width x depth). An example use may be within a masonry chimney stack system.
Pr_70_60_82_43 | 70 | 60 | 82 | 43 | Inset open fires | はめ込み式の直火 |  | 45-35-35/370 Inset open fires; |  | Inset open fires are described by characteristics such as components. An example use may be within a general fittings, furnishings and equipment system.
Pr_70_65 | 70 | 65 |  |  | Air and fume outlet products | 空気およびヒュームアウトレット製品
Pr_70_65_03 | 70 | 65 | 03 |  | Air conditioning units | エアコンユニット |  |  |  | Air cooled condensing units are described by characteristics such as standards, arrangement and electrical supply. An example use may be within a catering cold room system.
Pr_70_65_03_01 | 70 | 65 | 03 | 01 | Adiabatic coolers | 断熱クーラー
Pr_70_65_03_02 | 70 | 65 | 03 | 02 | Air-cooled condensing units | 空冷式復水器 |  | 90-40-10/320 Air cooled condensing units; |  | Air cooled condensing units are described by characteristics such as standards, arrangement and electrical supply. An example use may be within a catering cold room system.
Pr_70_65_03_25 | 70 | 65 | 03 | 25 | Dry air coolers | ドライエアクーラー |  | 90-40-10/400 Dry air coolers; |  | Dry air coolers are described by characteristics such as arrangement, cooling capacity and condenser cooling fluid.
Pr_70_65_03_27 | 70 | 65 | 03 | 27 | Evaporative cooling units | 蒸発冷却ユニット |  | 90-45-05/310 Evaporative cooling units; |  | Evaporative cooling units are described by characteristics such as airflow and cooling capacity. An example use may be within an evaporative cooling systems.
Pr_70_65_03_29 | 70 | 65 | 03 | 29 | Fan coil units | ファンコイルユニット_カセット形(2方向吹出形・4方向吹出形)、ファンコイルユニット_天井吊(隠ぺい)形(両ダクト形・片ダクト形)、ファンコイルユニット_天井吊(露出)形、ファンコイルユニット_床置(露出・隠ぺい)横形 |  | 90-45-05/320 Fan coil units; |  | Fan coil units are described by characteristics such as duty, water temperature and primary air supply. An example use may be within a fan coil unit air conditioning system.
Pr_70_65_03_41 | 70 | 65 | 03 | 41 | Indirect evaporative cooling units | 間接蒸発冷却ユニット
Pr_70_65_03_42 | 70 | 65 | 03 | 42 | Indoor refrigeration units | 屋内冷凍ユニット |  | 90-40-10/420 Indoor refrigeration units; |  | Indoor refrigeration units are described by characteristics such as standards, mounting and output cooling. An example use may be within a mortuary cold room system.
Pr_70_65_03_43 | 70 | 65 | 03 | 43 | Induction units | 誘導ユニット |  | 90-45-05/330 Induction units; |  | Induction units are described by characteristics such as duty, primary air supply and noise. An example use may be within an induction unit air conditioning system.
Pr_70_65_03_47 | 70 | 65 | 03 | 47 | Local air conditioning units | ローカル空調ユニット |  | 90-45-05/340 Local air conditioning units; |  | Local air conditioning units are described by characteristics such as duty, arrangement and casing. An example use may be within a local underfloor air conditioning system.
Pr_70_65_03_72 | 70 | 65 | 03 | 72 | Room air conditioning units | ルームエアコンユニット |  | 90-45-05/350 Room air conditioning units; |  | Room air conditioning units are described by characteristics such as standards, mounting and refrigerant. An example use may be within a room air conditioning system.
Pr_70_65_03_84 | 70 | 65 | 03 | 84 | Split coil remote air-cooled condensing units | パッケージ形空気調和機_室外機_店舗用、室内機_カセット形(4方向吹出形)、室内機_カセット形(2方向吹出形)、室内機_天井吊(隠ぺい)形(両ダクト形)、室内機_天井吊(隠ぺい)形(片ダクト形)、室内機_天井吊(露出)形、室内機_壁掛(露出)形、室内機_床置(露出)立形(直吹)、室内機_厨房用天井吊(露出)形、ルームエアコン_室外機、ルームエアコン_室内機、マルチパッケージ形空気調和機、マルチパッケージ形空気調和機_氷蓄熱ユニット、マルチパッケージ形空気調和機_水熱源ユニット、マルチパッケージ形空気調和機_寒冷地用、室内機_カセット形(4方向吹出形)、室内機_カセット形(2方向吹出形)、室内機_天井吊(隠ぺい)形(両ダクト形)、室内機_天井吊(隠ぺい)形(片ダクト形)、室内機_天井吊(露出)形、室内機_壁掛(露出)形、室内機_床置(露出)ローボイ形、室内機_床置(隠ぺい)ローボイ形、室内機_床置(露出)立形(直吹)、室内機_床置(露出)立形(ダクト吹)、室内機_厨房用天井吊(露出)形、室内機_外気処理エアコン(天井吊形・床置形・天井吊形) |  | 90-45-05/370 Split coil remote air cooled condensing units; |  | Split coil remote air cooled condensing units are described by characteristics such as standards, duty and external noise level. An example use may be within a room air conditioning system.
Pr_70_65_03_86 | 70 | 65 | 03 | 86 | Split coil room air conditioning units | スプリットコイルルームエアコンユニット |  | 90-45-05/360 Split coil room air conditioning units; |  | Split coil room air conditioning units are described by characteristics such as standards, mounting and refrigerant. An example use may be within a room air conditioning system.
Pr_70_65_03_94 | 70 | 65 | 03 | 94 | Variable refrigerant flow units | 可変冷媒流量ユニット |  | 90-40-95/330 Indoor units; |  | Indoor units are described by characteristics such as standards, arrangement and output cooling. An example use may be within a water source heat pump system.
Pr_70_65_04 | 70 | 65 | 04 |  | Air terminals and diffusers | エアターミナルとディフューザー |  |  |  | Diffusers are described by characteristics such as standards, application and duty. An example use may be within a mechanical supply ventilation system.
Pr_70_65_04_02 | 70 | 65 | 04 | 02 | Air diffusers | シーリングディフューザー E2・C2・EA・CA、金網 |  | 90-45-20/320 Diffusers; |  | Diffusers are described by characteristics such as standards, application and duty. An example use may be within a mechanical supply ventilation system.
Pr_70_65_04_03 | 70 | 65 | 04 | 03 | Air grilles | ユニバーサル形吹出口・吸込口、通気金物 |  | 90-45-20/380 Grilles; |  | Grilles are described by characteristics such as standards, application and duty. An example use may be within a mechanical supply ventilation system.
Pr_70_65_04_04 | 70 | 65 | 04 | 04 | Air plenum boxes | エアプレナムボックス |  | 90-45-20/400 Ceiling or wall mounted plenum boxes; |  | Ceiling or wall mounted plenum boxes are described by characteristics such as duty, configuration and construction.
Pr_70_65_04_22 | 70 | 65 | 04 | 22 | Displacement ventilation diffusers | 変位換気ディフューザー |  | 90-45-20/330 Displacement ventilation diffusers; |  | Displacement ventilation diffusers are described by characteristics such as standards, application and duty. An example use may be within a mechanical supply ventilation system.
Pr_70_65_04_24 | 70 | 65 | 04 | 24 | Domestic air diffusers and grilles | 国内空気ディフューザーとグリル |  | 90-45-20/325 Domestic air diffusers and grilles; |  | Domestic air diffusers and grilles are described by characteristics such as shape, material and size. An example use may be within a local extract ventilation system.
Pr_70_65_04_25 | 70 | 65 | 04 | 25 | Dual duct variable air volume (VAV) terminal units | デュアルダクト可変風量（VAV）ターミナルユニット
Pr_70_65_04_28 | 70 | 65 | 04 | 28 | External wall grilles | 外気取入ガラリ、排気ガラリ、ベントキャップ_浅型・深型、ウェザーカバー |  | 90-45-20/385 External wall grilles; |  | External wall grilles are described by characteristics such as material, size and finish. An example use may be within a passive stack ventilation system.
Pr_70_65_04_30 | 70 | 65 | 04 | 30 | Floor linear air diffusers | 床吹出口 |  | 90-45-20/340 Floor linear diffusers; |  | Floor linear diffusers are described by characteristics such as standards, application and duty. An example use may be within a centralized all-air conditioning system.
Pr_70_65_04_32 | 70 | 65 | 04 | 32 | Floor-mounted air plenum boxes | 床置きエアプレナムボックス |  | 90-45-20/410 Floor mounted plenum boxes; |  | Floor mounted plenum boxes are described by characteristics such as duty, configuration and construction.
Pr_70_65_04_44 | 70 | 65 | 04 | 44 | Jet diffusers | ノズル形吹出口_ノズル・パンカールーバー
Pr_70_65_04_46 | 70 | 65 | 04 | 46 | Laminar flow panels | 層流パネル |  | 90-45-20/390 Laminar flow panels; |  | Laminar flow panels are described by characteristics such as application, duty and core velocity (maximum). An example use may be within a mechanical supply ventilation system.
Pr_70_65_04_48 | 70 | 65 | 04 | 48 | Linear air diffusers | 線状吹出口_BL、スリット形吸込口、線状吸込口_CL |  | 90-45-20/350 Linear diffusers; |  | Linear diffusers are described by characteristics such as standards, application and duty. An example use may be within a mechanical supply ventilation system.
Pr_70_65_04_53 | 70 | 65 | 04 | 53 | Modular cassette ventilated ceilings | モジュール式カセット換気天井 |  | 90-45-20/470 Ventilated ceilings for kitchens; |  | Ventilated ceilings for kitchens are described by characteristics such as arrangement, finished ceiling height and extract flow rates. An example use may be within a kitchen extract ventilation system.
Pr_70_65_04_56 | 70 | 65 | 04 | 56 | Natural smoke and heat exhaust ventilators | 排煙口、排煙用開放装置 |  | 90-45-80/340 Natural smoke and heat exhaust ventilators; |  | Natural smoke and heat exhaust ventilators are described by characteristics such as opening type, reliability classification and snow load classification. An example use may be within a smoke and heat exhaust ventilation system.
Pr_70_65_04_73 | 70 | 65 | 04 | 73 | Roof ridge air terminals | ルーフリッジエアターミナル |  | 90-45-20/420 Roof ridge terminals; |  | Roof ridge terminals are described by characteristics such as accessories. An example use may be within a natural ventilation system.
Pr_70_65_04_75 | 70 | 65 | 04 | 75 | Roof slope air terminals | ルーフスロープエアターミナル |  | 90-45-20/430 Roof slope terminals; |  | Roof slope terminals are described by characteristics such as accessories. An example use may be within a natural ventilation system.
Pr_70_65_04_76 | 70 | 65 | 04 | 76 | Roof stack air terminals | ルーフスタックエアターミナル |  | 90-45-20/440 Roof stack terminals; |  | Roof stack terminals are described by characteristics such as free area, arrangement and size. An example use may be within a natural ventilation system.
Pr_70_65_04_77 | 70 | 65 | 04 | 77 | Roof ventilator cowls | ルーフベンチレーターカウル
Pr_70_65_04_84 | 70 | 65 | 04 | 84 | Specialist air terminals | 専門のエアターミナル |  | 90-45-20/450 Specialist air terminal devices; |  | Specialist air terminal devices are described by characteristics such as standards, duty and core velocity (maximum). An example use may be within a mechanical supply ventilation system.
Pr_70_65_04_86 | 70 | 65 | 04 | 86 | Swirl air diffusers | 旋回空気ディフューザー |  | 90-45-20/360 Swirl diffusers; |  | Swirl diffusers are described by characteristics such as standards, duty and core velocity (maximum). An example use may be within a mechanical supply ventilation system.
Pr_70_65_04_88 | 70 | 65 | 04 | 88 | Terminal fan units | ターミナルファンユニット |  | 90-45-05/380 Terminal fan units; |  | Terminal fan units are described by characteristics such as arrangement, duty and components. An example use may be within a local underfloor air conditioning system.
Pr_70_65_04_91 | 70 | 65 | 04 | 91 | Variable air volume (VAV) fan-assisted and heated terminal units | 可変風量（VAV）ファン補助および加熱ターミナルユニット
Pr_70_65_04_92 | 70 | 65 | 04 | 92 | Variable air volume (VAV) heated terminal units | 可変風量（VAV）加熱端子ユニット
Pr_70_65_04_93 | 70 | 65 | 04 | 93 | Variable air volume (VAV) fan-assisted terminal units | 可変風量（VAV）ファン付きターミナルユニット
Pr_70_65_04_94 | 70 | 65 | 04 | 94 | Variable air volume (VAV) terminal units | 可変風量（VAV）ターミナルユニット
Pr_70_65_04_95 | 70 | 65 | 04 | 95 | Ventilated ceilings | 換気天井 |  | 90-45-20/460 Ventilated ceilings; |  | Ventilated ceilings are described by characteristics such as duty, core velocity (maximum) and application. An example use may be within a mechanical supply ventilation system.
Pr_70_65_30 | 70 | 65 | 30 |  | Flues and chimneys | 煙道と煙突 |  |  |  | Clay chimney pots are described by characteristics such as style, colour and cross section. An example use may be within a masonry chimney stack system.
Pr_70_65_30_14 | 70 | 65 | 30 | 14 | Clay chimney pots | クレイチムニーポット |  | 45-80-50/374 Clay chimney pots; |  | Clay chimney pots are described by characteristics such as style, colour and cross section. An example use may be within a masonry chimney stack system.
Pr_70_65_30_15 | 70 | 65 | 30 | 15 | Clay flue liner terminals | クレイ煙道ライナー端子 |  | 45-80-50/376 Clay flue liner terminals; |  | Clay flue liner terminals are described by characteristics such as style, colour and cross section. An example use may be within a masonry chimney stack system.
Pr_70_65_30_16 | 70 | 65 | 30 | 16 | Concrete chimney pots | コンクリート煙突ポット
Pr_70_65_30_30 | 70 | 65 | 30 | 30 | Flue liners | 煙道ライナー |  | 90-40-30/320 Liners; |  | Liners are described by characteristics such as liner type, steel grade and fittings. An example use may be within a medium temperature hot water heating system.
Pr_70_65_30_32 | 70 | 65 | 30 | 32 | Fume extract discharge stacks | ヒューム抽出物排出スタック |  | 90-45-40/430 Discharge stack; |  | Discharge stack are described by characteristics such as material and height. An example use may be within a local exhaust ventilation system.
Pr_70_65_30_51 | 70 | 65 | 30 | 51 | Metal flues and chimneys | 金属煙道と煙突 |  | 90-40-30/310 Metal flues and chimneys; |  | Metal flues and chimneys are described by characteristics such as construction, insulation and material and finish. An example use may be within a direct hot water storage supply system.
Pr_70_65_30_84 | 70 | 65 | 30 | 84 | Stainless steel chimney pots | ステンレス煙突ポット
Pr_70_70 | 70 | 70 |  |  | Power and lighting outlet products | 電源および照明コンセント製品
Pr_70_70_46 | 70 | 70 | 46 |  | Lamps | ランプ |  |  |  | Two and four pin compact fluorescent lamps are described by characteristics such as standards, arrangement and control gear.
Pr_70_70_46_15 | 70 | 70 | 46 | 15 | Compact fluorescent lamps | コンパクト蛍光灯 |  | 90-60-50-330 Two and four pin compact fluorescent lamps; |  | Two and four pin compact fluorescent lamps are described by characteristics such as standards, arrangement and control gear.
Pr_70_70_46_24 | 70 | 70 | 46 | 24 | Double capped tubular LED lamps | 二重キャップ付き管状LEDランプ |  | 90-60-50/337 Double capped tubular LED lamps; |  | Double capped tubular led lamps are described by characteristics such as lamp type, cap type and wattage. An example use may be within an amenity lighting system.
Pr_70_70_46_30 | 70 | 70 | 46 | 30 | Fluorescent lamps | 蛍光灯 |  | 90-60-50/325 Tubular fluorescent lamps; |  | Tubular fluorescent lamps are described by characteristics such as standards.
Pr_70_70_46_36 | 70 | 70 | 46 | 36 | High-pressure mercury vapour lamps | 高圧水銀灯
Pr_70_70_46_37 | 70 | 70 | 46 | 37 | High-pressure sodium vapour lamps | 高圧ナトリウムランプ |  | 90-60-50/345 High pressure sodium lamps; |  | High pressure sodium lamps are described by characteristics such as standards, arrangement and method of starting.
Pr_70_70_46_41 | 70 | 70 | 46 | 41 | Induction lamps | 誘導ランプ |  | 90-60-50-360 Induction lamps; |  | Induction lamps are described by characteristics such as standards.
Pr_70_70_46_42 | 70 | 70 | 46 | 42 | Infrared lamps | 赤外線ランプ
Pr_70_70_46_44 | 70 | 70 | 46 | 44 | Light-emitting diode (LED) lamps | 発光ダイオード（LED）ランプ
Pr_70_70_46_45 | 70 | 70 | 46 | 45 | Low-pressure sodium vapour lamps | 低圧ナトリウム蒸気ランプ
Pr_70_70_46_52 | 70 | 70 | 46 | 52 | Metal halide lamps | メタルハライドランプ |  | 90-60-50/340 Metal halide lamps; |  | Metal halide lamps are described by characteristics such as standards, arrangement and instant re-strike controlgear.
Pr_70_70_46_77 | 70 | 70 | 46 | 77 | Self-ballasted compact fluorescent lamps | 自己バラストコンパクト蛍光灯
Pr_70_70_46_78 | 70 | 70 | 46 | 78 | Self-ballasted LED lamps | 自己バラストLEDランプ |  | 90-60-50/336 Self-ballasted LED lamps; |  | Self-ballasted led lamps are described by characteristics such as standards, third-party certification and cap type. An example use may be within an amenity lighting system.
Pr_70_70_46_80 | 70 | 70 | 46 | 80 | Special lamps | 特殊ランプ
Pr_70_70_46_89 | 70 | 70 | 46 | 89 | Tungsten filament lamps | タングステンフィラメントランプ
Pr_70_70_46_90 | 70 | 70 | 46 | 90 | Tungsten halogen lamps | タングステンハロゲンランプ
Pr_70_70_47 | 70 | 70 | 47 |  | Lighting controls and lighting distribution products | 照明制御および照明配電製品 |  |  |  | Automatic emergency lighting test panels are described by characteristics such as panel type, main display and individual green led indication of the following conditions. An example use may be within a central battery supplied emergency lighting system.
Pr_70_70_47_02 | 70 | 70 | 47 | 02 | Automatic emergency lighting test panels | 自動緊急照明テストパネル |  | 90-65-05/400 Automatic emergency lighting test panels; |  | Automatic emergency lighting test panels are described by characteristics such as panel type, main display and individual green led indication of the following conditions. An example use may be within a central battery supplied emergency lighting system.
Pr_70_70_47_12 | 70 | 70 | 47 | 12 | Centralized lighting controllers | 集中照明コントローラー |  | 90-65-05/405 Central controllers; |  | Central controllers are described by characteristics such as controller type, equipment interconnectivity and control protocol. An example use may be within a hard wired general lighting system.
Pr_70_70_47_16 | 70 | 70 | 47 | 16 | Combined daylight and occupancy detectors | 日光と在室検知器の組み合わせ
Pr_70_70_47_21 | 70 | 70 | 47 | 21 | Daylight sensors | 照明制御装置（センサ） |  | 90-65-05/415 Daylight sensors; |  | Daylight sensors are described by characteristics such as equipment interconnectivity, daylight sensitivity and remote setup/ override. An example use may be within a hard wired general lighting system.
Pr_70_70_47_27 | 70 | 70 | 47 | 27 | Extra-low-voltage lighting transformers | 超低電圧照明トランス
Pr_70_70_47_28 | 70 | 70 | 47 | 28 | Extra-low-voltage occupancy detectors | 超低電圧占有検出器
Pr_70_70_47_47 | 70 | 70 | 47 | 47 | Luminaire changeover relays | 照明器具切り替えリレー |  | 90-60-50/445 Luminaire changeover relays; |  | Luminaire changeover relays are described by characteristics such as input voltage and number of poles. An example use may be within a general lighting systems with prefabricated wiring.
Pr_70_70_47_48 | 70 | 70 | 47 | 48 | Luminaire hold-off relays | 照明器具ホールドオフリレー |  | 90-60-50/460 Hold-off relays; |  | Hold-off relays are described by characteristics such as number of outgoing ways, rating and test switch. An example use may be within a general lighting systems with prefabricated wiring.
Pr_70_70_47_49 | 70 | 70 | 47 | 49 | Luminaire inverter modules | 照明器具インバータモジュール |  | 90-60-50/450 Luminaire inverter modules; |  | Luminaire inverter modules are described by characteristics such as input voltage, number of poles and hold-off relay. An example use may be within a central battery supplied emergency lighting system.
Pr_70_70_47_50 | 70 | 70 | 47 | 50 | Luminaire sub-circuit relays | 照明器具サブサーキットリレー |  | 90-60-50/465 Sub-circuit relays; |  | Sub-circuit relays are described by characteristics such as number of outgoing ways, rating and enclosure. An example use may be within a central battery supplied emergency lighting system.
Pr_70_70_47_51 | 70 | 70 | 47 | 51 | Mains voltage occupancy detectors | 電源電圧占有検出器
Pr_70_70_47_62 | 70 | 70 | 47 | 62 | Photoelectric control units | 光電制御ユニット |  | 90-65-05/430 Photoelectric control units; |  | Photoelectric control units are described by characteristics such as equipment interconnectivity, inductive switching capacity and switching settings. An example use may be within a roadway lighting system.
Pr_70_70_47_71 | 70 | 70 | 47 | 71 | Remote infrared lighting commissioning controllers | リモート赤外線照明の試運転コントローラー
Pr_70_70_47_72 | 70 | 70 | 47 | 72 | Remote infrared lighting user controllers | リモート赤外線照明ユーザーコントローラー |  | 90-65-05/435 Remote infrared controllers; |  | Lighting remote controllers are described by characteristics such as signal transmission and functions. An example use may be within a hardwired general lighting system.
Pr_70_70_47_75 | 70 | 70 | 47 | 75 | Safety isolating transformers | 安全絶縁変圧器 |  | 90-60-50/470 Safety isolating transformers; |  | Separated extra-low voltage lighting transformers are described by characteristics such as standards, format and power rating. An example use may be within a general lighting systems with prefabricated wiring.
Pr_70_70_48 | 70 | 70 | 48 |  | Luminaires, lighting track and lighting accessories | ランプ、照明トラック、照明アクセサリー |  |  |  | Floodlights are described by characteristics such as standards, third-party certification and luminaire description. An example use may be within a hardwired general lighting system.
Pr_70_70_48_01 | 70 | 70 | 48 | 01 | Air-handling luminaires | エアハンドリングランプ
Pr_70_70_48_02 | 70 | 70 | 48 | 02 | Area floodlights | 屋外用_投光器 |  | 90-60-50/382 Floodlights; |  | Floodlights are described by characteristics such as standards, third-party certification and luminaire description. An example use may be within a hardwired general lighting system.
Pr_70_70_48_13 | 70 | 70 | 48 | 13 | Chandeliers | シャンデリア
Pr_70_70_48_15 | 70 | 70 | 48 | 15 | Combined downlight and uplights | ダウンライトとアップライトの組み合わせ
Pr_70_70_48_16 | 70 | 70 | 48 | 16 | Combined emergency luminaires | 非常用照明器具、避難口誘導灯、通路誘導灯、階段通路誘導灯、防災用照明器具（誘導灯）
Pr_70_70_48_23 | 70 | 70 | 48 | 23 | Dedicated slave emergency luminaires | 防災用照明器具（非常用照明器具_丸形）
Pr_70_70_48_24 | 70 | 70 | 48 | 24 | Downlights | 一般屋内用_ダウンライト形
Pr_70_70_48_25 | 70 | 70 | 48 | 25 | Emergency luminaires | 非常用照明 |  | 90-60-50/380 Emergency luminaires; |  | Emergency luminaires are described by characteristics such as standards, third-party certification and luminaire description. An example use may be within a hardwired general lighting system.
Pr_70_70_48_26 | 70 | 70 | 48 | 26 | Electrical low-mounted way-guidance lighting module housings | 電気的低マウントウェイガイド照明モジュールハウジング |  | 90-60-50/480 Electrical low mounted way-guidance lighting module housings; |  | Electrical low mounted way-guidance lighting module housings are described by characteristics such as material, finish and colour. An example use may be within a general lighting systems with prefabricated wiring.
Pr_70_70_48_27 | 70 | 70 | 48 | 27 | Electrical low-mounted way-guidance lighting modules | 電気の低マウントウェイガイド照明モジュール |  | 90-60-50/475 Electrical low mounted way-guidance lighting modules; |  | Electrical low mounted way-guidance lighting modules are described by characteristics such as mounting type, lamp and ingress protection (minimum). An example use may be within a general lighting systems with prefabricated wiring.
Pr_70_70_48_28 | 70 | 70 | 48 | 28 | Electrical low-mounted way-guidance lighting supply units | 電気式ローマウントウェイガイド照明供給ユニット |  | 90-60-50/485 Electrical low mounted way-guidance lighting supply units; |  | Electrical low mounted way-guidance lighting supply units are described by characteristics such as enclosure, rating and mode of operation. An example use may be within a general lighting systems with prefabricated wiring.
Pr_70_70_48_29 | 70 | 70 | 48 | 29 | Electronic ballasts | 電子バラスト
Pr_70_70_48_30 | 70 | 70 | 48 | 30 | Electronic starters | 電子スターター
Pr_70_70_48_31 | 70 | 70 | 48 | 31 | Fibre-optic end fittings | 光ファイバーエンドフィッティング |  | 90-60-50/420 Fibre optic end fittings; |  | Fibre-optic end fittings are described by characteristics such as fitting type, lens type and material. An example use may be within a general lighting systems with prefabricated wiring.
Pr_70_70_48_32 | 70 | 70 | 48 | 32 | Free-standing luminaires | 自立型照明器具
Pr_70_70_48_33 | 70 | 70 | 48 | 33 | Fibre-optic light guides | 光ファイバーライトガイド |  | 90-60-50/415 Fibre optic light guides; |  | Fibre-optic light guides are described by characteristics such as harness, fibre size and fibre length. An example use may be within a general lighting systems with prefabricated wiring.
Pr_70_70_48_34 | 70 | 70 | 48 | 34 | Fibre-optic light sources | 光ファイバー光源 |  | 90-60-50/410 Fibre optic light sources; |  | Fibre-optic light sources are described by characteristics such as standards, material and finish. An example use may be within a hardwired general lighting system.
Pr_70_70_48_35 | 70 | 70 | 48 | 35 | Ground-mounted luminaires | 照明器具（丸形床付・角形床付） |  | 90-60-50/384 Ground recessed luminaires; |  | Ground-recessed luminaires are described by characteristics such as standards, third-party certification and luminaire description. An example use may be within a hardwired general lighting system.
Pr_70_70_48_36 | 70 | 70 | 48 | 36 | Hazardous area luminaires | 危険区域の照明器具
Pr_70_70_48_45 | 70 | 70 | 48 | 45 | LED light panels | LEDライトパネル
Pr_70_70_48_47 | 70 | 70 | 48 | 47 | Lighting tracks | ライティングダクト |  | 90-60-50-430 Lighting tracks; |  | Lighting tracks are described by characteristics such as number of ways, class and conductor rating. An example use may be within a general lighting systems with prefabricated wiring.
Pr_70_70_48_48 | 70 | 70 | 48 | 48 | Luminaire smoke hoods | 照明器具スモークフード |  | 90-60-50/455 Luminaire smoke hoods; |  | Luminaire smoke hoods are described by characteristics such as smoke hoods and blankets. An example use may be within a general lighting systems with prefabricated wiring.
Pr_70_70_48_59 | 70 | 70 | 48 | 59 | Optical fibre emergency luminaires | 光ファイバー非常用照明器具 |  | 90-60-50/425 Optical fibre emergency luminaires; |  | Optical fibre emergency luminaires are described by characteristics such as battery and charger, light source and lamp type. An example use may be within a hard wired general lighting system.
Pr_70_70_48_62 | 70 | 70 | 48 | 62 | Pendant luminaires | 一般屋内用_ブラケット形
Pr_70_70_48_65 | 70 | 70 | 48 | 65 | Post top lanterns | 屋外用_ポール形・ガーデンライト・ブラケット形
Pr_70_70_48_70 | 70 | 70 | 48 | 70 | Recessed downlights | 埋め込み式ダウンライト
Pr_70_70_48_71 | 70 | 70 | 48 | 71 | Recessed luminaires | 埋め込み式照明器具 |  | 90-60-50/386 Recessed luminaires; |  | Recessed luminaires are described by characteristics such as standards, third-party certification and luminaire description. An example use may be within a hardwired general lighting system.
Pr_70_70_48_73 | 70 | 70 | 48 | 73 | Road lighting luminaires | 道路照明器具 |  | 90-60-50/388 Road and amenity lighting luminaires; |  | Road and amenity lighting luminaires are described by characteristics such as standards, third-party certification and luminaire description. An example use may be within an amenity lighting system.
Pr_70_70_48_77 | 70 | 70 | 48 | 77 | Self-contained emergency luminaires | 防災用照明器具（蓄電池型）
Pr_70_70_48_80 | 70 | 70 | 48 | 80 | Sockets for demountable lighting | 取り外し可能な照明用ソケット
Pr_70_70_48_82 | 70 | 70 | 48 | 82 | Spotlights | スポットライト
Pr_70_70_48_85 | 70 | 70 | 48 | 85 | Surface luminaires | 照明器具（丸形天井付・角形天井付・丸形壁付・角形壁付）、一般屋内用_ベースライト形・高天井形 |  | 90-60-50/390 Surface luminaires; |  | Surface luminaires are described by characteristics such as third-party certification, luminaire description and classification. An example use may be within a hardwired general lighting system.
Pr_70_70_48_86 | 70 | 70 | 48 | 86 | Suspended luminaires | 吊り下げ照明器具 |  | 90-60-50/392 Suspended luminaires; |  | Suspended luminaires are described by characteristics such as standards, third-party certification and luminaire description. An example use may be within a hardwired general lighting system.
Pr_70_70_48_92 | 70 | 70 | 48 | 92 | Underwater luminaires | 水中照明器具 |  | 90-60-50/394 Underwater luminaires; |  | Underwater luminaires are described by characteristics such as standards, third-party certification and luminaire description. An example use may be within an underwater lighting system.
Pr_70_70_48_93 | 70 | 70 | 48 | 93 | Uplights | アップライト
Pr_70_70_70 | 70 | 70 | 70 |  | Rail power products | 鉄道製品
Pr_70_70_70_15 | 70 | 70 | 70 | 15 | Conductor rail power connectors | 導体レール電源コネクタ
Pr_70_75 | 70 | 75 |  |  | Communications products | 通信製品
Pr_70_75_01 | 70 | 75 | 01 |  | Aeronautical lighting products | 航空照明製品 |  |  |  | Aeronautical ground light are described by characteristics such as standards, placement and direction.
Pr_70_75_01_01 | 70 | 75 | 01 | 01 | Aeronautical ground lighting | 航空用地面照明 |  | 90-70-02/315 Aeronautical ground light; |  | Aeronautical ground light are described by characteristics such as standards, placement and direction.
Pr_70_75_01_02 | 70 | 75 | 01 | 02 | Airfield guidance signs | 飛行場の案内標識
Pr_70_75_01_03 | 70 | 75 | 01 | 03 | Azimuth guidance for nose-in stand (AGNIS) lights | ノーズインスタンド（AGNIS）ライトの方位角ガイダンス
Pr_70_75_01_13 | 70 | 75 | 01 | 13 | Constant current regulators | 定電流レギュレータ
Pr_70_75_01_47 | 70 | 75 | 01 | 47 | Lighting beacons | 照明ビーコン |  | 90-70-02/305 Lighting beacon; |  | Lighting beacon are described by characteristics such as standards, light source and material.
Pr_70_75_01_65 | 70 | 75 | 01 | 65 | Precision approach path indicators (PAPI) | 精密進入経路標識（PAPI） |  | 90-70-02/300 Precision approach path indicator; |  | Precision approach path indicator are described by characteristics such as standards, legs and housing.
Pr_70_75_01_70 | 70 | 75 | 01 | 70 | Runway and taxiway elevated lights | 滑走路と誘導路の高架照明
Pr_70_75_01_71 | 70 | 75 | 01 | 71 | Runway and taxiway inset lights | 滑走路と誘導路のインセットライト
Pr_70_75_04 | 70 | 75 | 04 |  | Audio, data and visual outlet plates and controllers | オーディオ、データ、ビジュアルアウトレットプレートとコントローラー |  |  |  | Balanced twisted-pair cable outlets are described by characteristics such as arrangement, screening and mounting. An example use may be within a data distribution system.
Pr_70_75_04_03 | 70 | 75 | 04 | 03 | Audio interface adaptors | オーディオインターフェースアダプター
Pr_70_75_04_06 | 70 | 75 | 04 | 06 | Balanced twisted pair cable outlet plates | 平衡ツイストペアケーブルアウトレットプレート |  | 90-60-25/455 Balanced twisted-pair cable outlets; |  | Balanced twisted-pair cable outlets are described by characteristics such as arrangement, screening and mounting. An example use may be within a data distribution system.
Pr_70_75_04_25 | 70 | 75 | 04 | 25 | DVI outlet plates | DVIアウトレットプレート
Pr_70_75_04_29 | 70 | 75 | 04 | 29 | Fibre optic cable outlet plates | 光ファイバーケーブル出口プレート |  | 90-60-25/460 Fibre optic cable outlets; |  | Fibre optic cable outlets are described by characteristics such as format, mode of operation and mounting. An example use may be within a data distribution system.
Pr_70_75_04_37 | 70 | 75 | 04 | 37 | HDMI outlet plates | HDMIコンセントプレート
Pr_70_75_04_42 | 70 | 75 | 04 | 42 | Input and output control port expanders | 入出力制御ポートエクスパンダ
Pr_70_75_04_52 | 70 | 75 | 04 | 52 | Modular jacks | モジュラージャック |  | 90-60-25/470 Modular jacks; |  | Modular jacks are described by characteristics such as category, screening and outlet arrangement. An example use may be within a data distribution system.
Pr_70_75_04_70 | 70 | 75 | 04 | 70 | RCA outlet plates | RCAアウトレットプレート
Pr_70_75_04_71 | 70 | 75 | 04 | 71 | RJ-45 to BT plug adaptors | RJ-45-BTプラグアダプター |  | 90-60-25/465 RJ-45 to BT plug adaptors; |  | Rj-45 to bt plug adaptors are described by characteristics such as arrangement.
Pr_70_75_04_85 | 70 | 75 | 04 | 85 | SVGA outlet plates | SVGAアウトレットプレート
Pr_70_75_04_88 | 70 | 75 | 04 | 88 | Telecommunications outlet plates | 通信アウトレットプレート |  | 90-60-25/450 Telecommunication outlets; |  | Telecommunication outlets are described by characteristics such as standards, types and mounting. An example use may be within a telecommunications system.
Pr_70_75_04_90 | 70 | 75 | 04 | 90 | Television outlet plates | テレビコンセントプレート |  | 90-60-25/445 Television outlets; |  | Television outlets are described by characteristics such as format, mounting and frequency range. An example use may be within a television distribution system.
Pr_70_75_04_94 | 70 | 75 | 04 | 94 | Volume controllers | 音量コントローラー
Pr_70_75_04_99 | 70 | 75 | 04 | 99 | XLR outlet plates | XLRアウトレットプレート
Pr_70_75_06 | 70 | 75 | 06 |  | Audio output devices | オーディオ出力デバイス |  |  |  | Headsets and headphones are described by characteristics such as earphone type, integral microphone and frequency response. An example use may be within a swimming pool timing and scoring system.
Pr_70_75_06_36 | 70 | 75 | 06 | 36 | Headphones | ヘッドフォン |  | 90-70-10/335 Headsets and headphones; |  | Headsets and headphones are described by characteristics such as earphone type, integral microphone and frequency response. An example use may be within a swimming pool timing and scoring system.
Pr_70_75_06_37 | 70 | 75 | 06 | 37 | Headsets | ヘッドセット |  | 90-70-10/335 Headsets and headphones; |  | Headsets and headphones are described by characteristics such as earphone type, integral microphone and frequency response. An example use may be within a swimming pool timing and scoring system.
Pr_70_75_06_50 | 70 | 75 | 06 | 50 | Loudspeakers | スピーカー |  | 90-70-10/435 Loudspeakers; |  | Loudspeakers are described by characteristics such as frequency response, sensitivity and rated impedance. An example use may be within a swimming pool timing and scoring system.
Pr_70_75_06_51 | 70 | 75 | 06 | 51 | Loudspeaker end of line units | スピーカーの行末ユニット
Pr_70_75_36 | 70 | 75 | 36 |  | Hearing and assisted listening products | ヒアリングおよびアシストリスニング製品 |  |  |  | Bodypack receivers are described by characteristics such as number of channels, battery type and connector arrangement. An example use may be within an infrared listening system.
Pr_70_75_36_08 | 70 | 75 | 36 | 08 | Bodypack receivers | ボディパックレシーバー |  | 90-70-35-380 Bodypack receivers; |  | Bodypack receivers are described by characteristics such as number of channels, battery type and connector arrangement. An example use may be within an infrared listening system.
Pr_70_75_36_40 | 70 | 75 | 36 | 40 | Induction loop amplifiers | 誘導ループ増幅器 |  | 90-70-35/320 Induction loop amplifiers; |  | Induction loop amplifiers are described by characteristics such as format, inputs and total harmonic distortion. An example use may be within an audio-frequency-induction-loop system.
Pr_70_75_36_41 | 70 | 75 | 36 | 41 | Induction loop pads | 誘導ループパッド |  | 90-70-35/310 Induction loop pads; |  | Induction loop pads are described by characteristics such as loop cables. An example use may be within an audio-frequency-induction-loop system.
Pr_70_75_36_42 | 70 | 75 | 36 | 42 | Induction loop signal generators | 誘導ループ信号発生器 |  | 90-70-35/350 Induction loop signal generator; |  | Induction loop signal generator are described by characteristics such as purpose, power supply and output connector. An example use may be within an audio-frequency-induction-loop system.
Pr_70_75_36_43 | 70 | 75 | 36 | 43 | Induction loop transformers | 誘導ループ変圧器 |  | 90-70-35/360 Induction loop transformers; |  | Induction loop transformers are described by characteristics such as format and enclosure. An example use may be within an audio-frequency-induction-loop system.
Pr_70_75_36_44 | 70 | 75 | 36 | 44 | Induction neck loops | 誘導ネックループ |  | 90-70-35/330 Induction neck loops; |  | Induction neck loops are described by characteristics such as connector arrangement and cable length (maximum). An example use may be within an infrared listening system.
Pr_70_75_36_45 | 70 | 75 | 36 | 45 | Induction loop monitor receivers | 誘導ループモニターレシーバー |  | 90-70-35/340 Induction-loop monitor receivers; |  | Induction-loop monitor receivers are described by characteristics such as format, frequency response and loudspeaker output. An example use may be within an audio-frequency-induction-loop system.
Pr_70_75_36_46 | 70 | 75 | 36 | 46 | Induction loop reassurance indicators | 誘導ループ再保証インジケーター |  | 90-70-35-365 Induction loop reassurance indicators; |  | Induction loop reassurance indicators are described by characteristics such as sign, indicator body and mounting arrangement. An example use may be within an audio-frequency-induction-loop system.
Pr_70_75_36_47 | 70 | 75 | 36 | 47 | Infrared hearing and assisted listening modulators | 赤外線聴覚および聴覚補助変調器 |  | 90-70-35-400 Modulators; |  | Modulators are described by characteristics such as modulation, integral infrared radiator and number of channels. An example use may be within an infrared listening system.
Pr_70_75_36_48 | 70 | 75 | 36 | 48 | Infrared hearing and assisted listening radiators | 赤外線聴覚および聴覚補助ラジエーター |  | 90-70-35-410 Infrared radiators; |  | Infrared radiators are described by characteristics such as control, radiating power and rf input. An example use may be within an infrared listening system.
Pr_70_75_36_84 | 70 | 75 | 36 | 84 | Stethosets | ステソセット |  | 90-70-35/390 Stethosets; |  | Stethosets are described by characteristics such as wideband, narrowband and receiver. An example use may be within an infrared listening system.
Pr_70_75_52 | 70 | 75 | 52 |  | Computer network products | コンピュータネットワーク製品 |  |  |  | Intelligent access point are described by characteristics such as output power, modulation and operating frequency.
Pr_70_75_52_01 | 70 | 75 | 52 | 01 | 3G gateway modems | 3Gゲートウェイモデム
Pr_70_75_52_42 | 70 | 75 | 52 | 42 | Intelligent access points (IAPs) | インテリジェントアクセスポイント（IAP） |  | 90-70-50/305 Intelligent access point; |  | Intelligent access point are described by characteristics such as output power, modulation and operating frequency.
Pr_70_75_52_50 | 70 | 75 | 52 | 50 | Mesh wireless routers | メッシュワイヤレスルーター |  | 90-70-50/300 Mesh wireless router; |  | Mesh wireless router are described by characteristics such as output power, modulation and operating frequency.
Pr_70_75_52_56 | 70 | 75 | 52 | 56 | Network switches | ネットワークスイッチ
Pr_70_75_52_64 | 70 | 75 | 52 | 64 | Power over ethernet (POE) network switches | Power over Ethernet（POE）ネットワークスイッチ
Pr_70_75_52_72 | 70 | 75 | 52 | 72 | Routers | ルーター
Pr_70_75_52_92 | 70 | 75 | 52 | 92 | USB gateway modems | USBゲートウェイモデム
Pr_70_75_52_96 | 70 | 75 | 52 | 96 | Wireless sensor nodes | 無線センサーノード
Pr_70_75_69 | 70 | 75 | 69 |  | Radio communications products | 無線通信製品 |  |  |  | Radio base station are described by characteristics such as dimensions, electrical supply and audio inputs.
Pr_70_75_69_70 | 70 | 75 | 69 | 70 | Radio base stations | 無線基地局 |  | 90-70-65/300 Radio base station; |  | Radio base station are described by characteristics such as dimensions, electrical supply and audio inputs.
Pr_70_75_70 | 70 | 75 | 70 |  | Rail signals, indicators and controls | 鉄道信号、インジケーター、コントロール |  |  |  | Automatic warning system are described by characteristics such as permanent magnet, electromagnet and suppressor magnet.
Pr_70_75_70_03 | 70 | 75 | 70 | 03 | Automatic warning signals | 自動警告信号 |  | 90-70-70/365 Automatic warning system; |  | Automatic warning system are described by characteristics such as permanent magnet, electromagnet and suppressor magnet.
Pr_70_75_70_05 | 70 | 75 | 70 | 05 | Axle counters | 車軸カウンター |  | 90-70-70/350 Axle counter; |  | Axle counter are described by characteristics such as sensor, trackside control unit and evaluator.
Pr_70_75_70_06 | 70 | 75 | 70 | 06 | Banner repeater signals | バナーリピーター信号 |  | 90-70-70/330 Banner repeater signal; |  | Banner repeater signal are described by characteristics such as unit, aspect and display content.
Pr_70_75_70_07 | 70 | 75 | 70 | 07 | Balises | バリセス
Pr_70_75_70_14 | 70 | 75 | 70 | 14 | Colour light signals | 色光信号 |  | 90-70-70/300 Colour light signal; |  | Colour light signal are described by characteristics such as unit, aspects and mounting.
Pr_70_75_70_41 | 70 | 75 | 70 | 41 | In-cab signalling displays | キャブ内信号表示
Pr_70_75_70_44 | 70 | 75 | 70 | 44 | Junction indicators | ジャンクションインジケーター |  | 90-70-70/305 Junction indicator; |  | Junction indicator are described by characteristics such as unit, aspects and mounting.
Pr_70_75_70_47 | 70 | 75 | 70 | 47 | Limit of shunt signals | シャント信号の制限 |  | 90-70-70/320 Limit of shunt signal; |  | Limit of shunt signal are described by characteristics such as unit, aspects and mounting.
Pr_70_75_70_60 | 70 | 75 | 70 | 60 | Platform repeaters | プラットフォームリピーター
Pr_70_75_70_61 | 70 | 75 | 70 | 61 | Points detection equipment | ポイント検出装置
Pr_70_75_70_62 | 70 | 75 | 70 | 62 | Points converter devices | ポイント変換デバイス
Pr_70_75_70_63 | 70 | 75 | 70 | 63 | Points operating equipment | ポイント操作機器 |  | 90-70-70/360 Point machine; |  | Point machine are described by characteristics such as configuration, housing and motor.
Pr_70_75_70_64 | 70 | 75 | 70 | 64 | Position light signals | 位置信号 |  | 90-70-70/315 Position light signal; |  | Position light signal are described by characteristics such as unit, aspects and mounting.
Pr_70_75_70_65 | 70 | 75 | 70 | 65 | Possession limit boards | 所有制限ボード |  | 90-70-70/325 Possession limit board; |  | Possession limit board are described by characteristics such as body, aspects and sign.
Pr_70_75_70_70 | 70 | 75 | 70 | 70 | Rail gap indicator signals | レールギャップインジケーター信号
Pr_70_75_70_72 | 70 | 75 | 70 | 72 | Route indicators | ルートインジケーター |  | 90-70-70/310 Route indicator; |  | Route indicator are described by characteristics such as unit, aspect and display content.
Pr_70_75_70_76 | 70 | 75 | 70 | 76 | Semaphore disc signals | セマフォディスク信号 |  | 90-70-70/340 Semaphore disc signal; |  | Semaphore disc signal are described by characteristics such as signal disc, aspects and display content.
Pr_70_75_70_77 | 70 | 75 | 70 | 77 | Semaphore signals | セマフォ信号 |  | 90-70-70/335 Semaphore signal; |  | Semaphore signal are described by characteristics such as signal arm, aspects and display content.
Pr_70_75_70_78 | 70 | 75 | 70 | 78 | Semaphore subsidiary signals | セマフォ補助信号 |  | 90-70-70/345 Semaphore subsidiary signal; |  | Semaphore subsidiary signal are described by characteristics such as signal arm, indicator and aspects.
Pr_70_75_70_80 | 70 | 75 | 70 | 80 | Signalling relays | シグナリングリレー
Pr_70_75_70_89 | 70 | 75 | 70 | 89 | Track circuits | 回路の追跡 |  | 90-70-70/355 Track circuit; |  | Track circuit are described by characteristics such as circuit type, frequencies used and workable length of circuits.
Pr_70_75_70_90 | 70 | 75 | 70 | 90 | Train protection warning signals | 列車保護警告信号 |  | 90-70-70/370 Train protection warning system; |  | Train protection warning system are described by characteristics such as train stop sensor, overspeed senor system and fixings.
Pr_70_75_70_91 | 70 | 75 | 70 | 91 | Treadles | 足踏み
Pr_70_75_72 | 70 | 75 | 72 |  | Road traffic and pedestrian control signals | 道路交通と歩行者制御信号 |  |  |  | Above ground vehicle detection product are described by characteristics such as detection type, detection zone and housing.
Pr_70_75_72_01 | 70 | 75 | 72 | 01 | Above-ground vehicle detection products | 駐車場管制装置（管制盤） |  | 90-65-90/300 Above ground vehicle detection product; |  | Above ground vehicle detection product are described by characteristics such as detection type, detection zone and housing.
Pr_70_75_72_07 | 70 | 75 | 72 | 07 | Belisha beacons | ベリシャビーコン
Pr_70_75_72_22 | 70 | 75 | 72 | 22 | Detector loops | 駐車場管制装置（検知器） |  | 90-65-90/305 Detector loop; |  | Detector loop are described by characteristics such as conductor, insulation and sheath.
Pr_70_75_72_30 | 70 | 75 | 72 | 30 | Fixed vertical road traffic signs | 縦型道路標識
Pr_70_75_72_48 | 70 | 75 | 72 | 48 | Level crossing signals | レベル交差信号
Pr_70_75_72_49 | 70 | 75 | 72 | 49 | Mass detectors | 質量検出器 |  | 90-65-90/310 Mass detector; |  | Mass detector are described by characteristics such as plan dimensions, concrete encasement and ingress protection.
Pr_70_75_72_50 | 70 | 75 | 72 | 50 | Motorway lane signals | 高速道路の車線信号 |  | 90-70-92/450 Motorway lane signal; |  | Motorway lane signal are described by characteristics such as matrix indicator panel, lanterns and backing panel.
Pr_70_75_72_51 | 70 | 75 | 72 | 51 | Motorway signal mark 1 | 高速道路信号マーク1 |  | 90-70-92/420 Motorway signal mark 1; |  | Motorway signal mark 1 are described by characteristics such as matrix indicator panel, lanterns and backing panel.
Pr_70_75_72_53 | 70 | 75 | 72 | 53 | Motorway signal mark 3 | 高速道路信号標識3 |  | 90-70-92/430 Motorway signal mark 3; |  | Motorway signal mark 3 are described by characteristics such as message sign, enhanced matrix indicator and lanterns.
Pr_70_75_72_54 | 70 | 75 | 72 | 54 | Motorway signal mark 4 | 高速道路信号標識4 |  | 90-70-92/440 Motorway signal mark 4; |  | Motorway signal mark 4 are described by characteristics such as display panel, housing and reliability.
Pr_70_75_72_60 | 70 | 75 | 72 | 60 | Pedestrian signal controllers | 歩行者信号コントローラー
Pr_70_75_72_61 | 70 | 75 | 72 | 61 | Pedestrian crossing signals | 横断歩道信号 |  | 90-70-92/315 Pedestrian crossing signal; |  | Pedestrian crossing signal are described by characteristics such as arrangement, pedestrian detection and audible signal.
Pr_70_75_72_80 | 70 | 75 | 72 | 80 | Solar-powered illuminated bollards | 太陽光発電の照明付きボラード
Pr_70_75_72_87 | 70 | 75 | 72 | 87 | Traffic signal controller units | 駐車場管制装置（信号灯） |  | 90-70-92/410 Traffic signal control unit; |  | Traffic signal control unit are described by characteristics such as standards, start up time (minimum) and start up time (maximum).
Pr_70_75_72_89 | 70 | 75 | 72 | 89 | Transilluminated traffic bollards | 透照した交通ボラード
Pr_70_75_72_92 | 70 | 75 | 72 | 92 | Urban traffic management signs | 都市交通管理標識
Pr_70_75_72_94 | 70 | 75 | 72 | 94 | Variable message traffic signs | 駐車場管制装置（警報灯）
Pr_70_75_72_95 | 70 | 75 | 72 | 95 | Vehicle-activated signs | 車両作動標識
Pr_70_75_72_96 | 70 | 75 | 72 | 96 | Vehicular traffic signals | 車両交通信号 |  | 90-70-92/310 Vehicular traffic signal; |  | Vehicular traffic signal are described by characteristics such as signal head, dimensions and post.
Pr_70_75_72_98 | 70 | 75 | 72 | 98 | Wigwag signals | ウィグワグ信号 |  | 90-70-92/300 Wig wag signal; |  | Wig wag signal are described by characteristics such as signal head, activation method and dimensions.
Pr_70_75_72_99 | 70 | 75 | 72 | 99 | Wigwag signal control units | ウィグワグ信号制御ユニット |  | 90-70-92/400 Wig wag control unit; |  | Wig wag control unit are described by characteristics such as adjustable parameters, mimic display and ingress protection.
Pr_70_75_80 | 70 | 75 | 80 |  | Sports timing and scoring equipment | スポーツのタイミングとスコアリング機器 |  |  |  | Electronic scoreboards are described by characteristics such as display, number of digits and number of lines. An example use may be within a swimming pool timing and scoring system.
Pr_70_75_80_27 | 70 | 75 | 80 | 27 | Electronic scoreboards | 電子スコアボード |  | 90-70-95/340 Electronic scoreboards; |  | Electronic scoreboards are described by characteristics such as display, number of digits and number of lines. An example use may be within a swimming pool timing and scoring system.
Pr_70_75_80_46 | 70 | 75 | 80 | 46 | Lane boxes | レーンボックス |  | 90-70-90/315 Connection boxes; |  | Connection boxes are described by characteristics such as material and connections. An example use may be within a swimming pool timing and scoring system.
Pr_70_75_80_48 | 70 | 75 | 80 | 48 | Lane manual push-buttons | レーン手動押しボタン |  | 90-70-90/370 Manual push buttons; |  | Manual push buttons are described by characteristics such as format and number of push buttons per lane. An example use may be within a swimming pool timing and scoring system.
Pr_70_75_80_50 | 70 | 75 | 80 | 50 | Manual scoreboards | 手動スコアボード
Pr_70_75_80_72 | 70 | 75 | 80 | 72 | Relay race break sensors | リレーレースブレークセンサー |  | 90-70-90-385 Relay break detectors; |  | Relay break detectors are described by characteristics such as format and number required. An example use may be within a swimming pool timing and scoring system.
Pr_70_75_80_82 | 70 | 75 | 80 | 82 | Swimmers' starting blocks | スイマーのスターティングブロック |  | 90-70-90-360 Starting platforms; |  | Starting platforms are described by characteristics such as standards, starting platform and arrangement. An example use may be within a swimming pool timing and scoring system.
Pr_70_75_80_83 | 70 | 75 | 80 | 83 | Swimmers' touch pads | 水泳選手のタッチパッド |  | 90-70-90/380 Touch pads; |  | Touch pads are described by characteristics such as format, number required and width. An example use may be within a swimming pool timing and scoring system.
Pr_70_75_80_84 | 70 | 75 | 80 | 84 | Swimming race start sound generators | 競泳スタートサウンドジェネレーター |  | 90-70-90/310 Start control units; |  | Start control units are described by characteristics such as starting signal type, functions and inputs. An example use may be within a swimming pool timing and scoring system.
Pr_70_75_80_85 | 70 | 75 | 80 | 85 | Swimming timing controllers | スイミングタイミングコントローラー |  | 90-70-90-390 Timing system controllers; |  | Timing system controllers are described by characteristics such as inputs, outputs and power supply. An example use may be within a swimming pool timing and scoring system.
Pr_70_75_88 | 70 | 75 | 88 |  | Telecoms equipment | 通信機器 |  |  |  | Acoustic hoods are described by characteristics such as mounting and colour and finish. An example use may be within a telecommunications system.
Pr_70_75_88_01 | 70 | 75 | 88 | 01 | Acoustic hoods | 防音フード |  | 90-70-85-360 Acoustic hoods; |  | Acoustic hoods are described by characteristics such as mounting and colour and finish. An example use may be within a telecommunications system.
Pr_70_75_88_03 | 70 | 75 | 88 | 03 | Analogue telephone handsets | アナログ電話受話器 |  | 90-70-85/340 Terminal devices; |  | Terminal devices are described by characteristics such as format and facilities. An example use may be within a telecommunications system.
Pr_70_75_88_21 | 70 | 75 | 88 | 21 | Data and telecom transient overvoltage surge suppression devices | データおよびテレコムの過渡過電圧サージ抑制デバイス |  | 90-60-30-430 Transient overvoltage surge suppression for data and telecom supplies; |  | Transient overvoltage surge suppression for data and telecom supplies are described by characteristics such as standards, operating voltage (nominal) and bandwidth. An example use may be within a lightning protection system.
Pr_70_75_88_22 | 70 | 75 | 88 | 22 | Digital enhanced cordless telecommunications (DECT) telephone handsets | デジタル拡張コードレス通信（DECT）電話の受話器
Pr_70_75_88_24 | 70 | 75 | 88 | 24 | Digital terminals | デジタル端末 |  | 90-70-85/340 Terminal devices; |  | Terminal devices are described by characteristics such as format and facilities. An example use may be within a telecommunications system.
Pr_70_75_88_27 | 70 | 75 | 88 | 27 | Emergency roadside telephones | 緊急路側電話 |  | 90-70-85/400 Emergency roadside telephones; |  | Emergency roadside telephones are described by characteristics such as telephone type, display and housing.
Pr_70_75_88_60 | 70 | 75 | 88 | 60 | Payphones | 公衆電話 |  | 90-70-85/350 Payphones; |  | Payphones are described by characteristics such as types, handsets fitted with inductive couplers and facilities. An example use may be within a telecommunications system.
Pr_70_75_88_83 | 70 | 75 | 88 | 83 | Telecommunications system controllers | 通信システムコントローラ |  | 90-70-85/320 Main switching device; |  | Main switching device are described by characteristics such as arrangement, facilities and electrical supply.
Pr_70_75_88_86 | 70 | 75 | 88 | 86 | Telephone distribution frames | 電話配布フレーム |  | 90-70-85/330 Distribution panels; |  | Distribution panels are described by characteristics such as sizes, cable termination and identification label. An example use may be within a telecommunications system.
Pr_70_75_88_87 | 70 | 75 | 88 | 87 | Telephone extension ringers | 電話内線呼び出し音 |  | 90-70-85/390 Extension ringers; |  | Extension ringers are described by characteristics such as environment, types and electrical supply. An example use may be within a telecommunications system.
Pr_70_75_88_89 | 70 | 75 | 88 | 89 | Telephone operator consoles | 電話オペレーターコンソール |  | 90-70-85/370 Operator consoles; |  | Operator consoles are described by characteristics such as electrical supply. An example use may be within a telecommunications system.
Pr_70_75_94 | 70 | 75 | 94 |  | Visual and audible indicators | 視覚的および聴覚的インジケーター |  |  |  | Electronic sounders are described by characteristics such as ingress protection (minimum), colour and directional output at 1 m (minimum). An example use may be within a water presence detection and alarm system.
Pr_70_75_94_27 | 70 | 75 | 94 | 27 | Electric doorbells | 電気ドアベル
Pr_70_75_94_28 | 70 | 75 | 94 | 28 | Electronic sounders | 電子音響器 |  | 90-70-95/310 Electronic sounders; |  | Electronic sounders are described by characteristics such as ingress protection (minimum), colour and directional output at 1 m (minimum). An example use may be within a water presence detection and alarm system.
Pr_70_75_94_29 | 70 | 75 | 94 | 29 | Flashing filament warning beacons | フィラメント警告ビーコンの点滅
Pr_70_75_94_40 | 70 | 75 | 94 | 40 | Indicator lights | インジケーターライト |  | 90-70-95/320 Visual alarm signal devices; |  | Visual alarm signal devices are described by characteristics such as ingress protection (minimum), format and lens colour. An example use may be within a water presence detection and alarm system.
Pr_70_75_94_42 | 70 | 75 | 94 | 42 | Industrial bells | 工業用ベル
Pr_70_75_94_46 | 70 | 75 | 94 | 46 | LED warning beacons | LED警告ビーコン
Pr_70_75_94_58 | 70 | 75 | 94 | 58 | Overdoor indicator units | オーバードアインジケーターユニット |  | 90-70-05/350 Overdoor indicators; |  | Overdoor indicators are described by characteristics such as wall mounting, material and visual indicator. An example use may be within an assistance call system.
Pr_70_75_94_60 | 70 | 75 | 94 | 60 | Panel mounting indicator lights | パネル取付表示灯 |  | 90-60-25/480 Indicator lamps; |  | Indicator lamps are described by characteristics such as lamp type, lens colour and lamp mounting.
Pr_70_75_94_73 | 70 | 75 | 94 | 73 | Rotating warning beacons | 回転警告ビーコン
Pr_70_75_94_78 | 70 | 75 | 94 | 78 | Starting strobe lights | ストロボライトの開始 |  | 90-70-95/350 Swimming pool starting strobe lights; |  | Swimming pool starting strobe lights are described by characteristics such as arrangement. An example use may be within a swimming pool timing and scoring system.
Pr_70_75_94_80 | 70 | 75 | 94 | 80 | Static filament warning beacons | 静的フィラメント警告ビーコン
Pr_70_75_94_99 | 70 | 75 | 94 | 99 | Xenon warning beacons | キセノン警告ビーコン
Pr_75 | 75 |  |  |  | Services and process control products | サービスおよびプロセス制御製品
Pr_75_30 | 75 | 30 |  |  | Opening control products | オープニングコントロール製品
Pr_75_30_23 | 75 | 30 | 23 |  | Door and gate operating hardware | ドアおよびゲート操作ハードウェア |  |  |  | Hinged and swing gate automation mechanisms are described by characteristics such as standards, performance requirements and opening gear. An example use may be within a horizontal swing gate system.
Pr_75_30_23_00 | 75 | 30 | 23 | 00 | Articulated arm swing gate operators | 多関節アームスイングゲートオペレーター |  | 45-25-35/433 Hinged and swing gate automation mechanisms; |  | Hinged and swing gate automation mechanisms are described by characteristics such as standards, performance requirements and opening gear. An example use may be within a horizontal swing gate system.
Pr_75_30_23_01 | 75 | 30 | 23 | 01 | Automatic door access control mats | 自動ドアアクセスコントロールマット
Pr_75_30_23_02 | 75 | 30 | 23 | 02 | Automatic door presence safety sensors | 自動ドア存在安全センサー
Pr_75_30_23_03 | 75 | 30 | 23 | 03 | Automatic gate presence safety sensors | 自動ゲート存在安全センサー
Pr_75_30_23_04 | 75 | 30 | 23 | 04 | Automatic sliding door operator control panels | 自動引き戸操作盤
Pr_75_30_23_05 | 75 | 30 | 23 | 05 | Automatic sliding door operators | 自動引き戸オペレーター
Pr_75_30_23_06 | 75 | 30 | 23 | 06 | Automatic sliding gate operator control panels | 自動スライドゲートオペレーターコントロールパネル
Pr_75_30_23_07 | 75 | 30 | 23 | 07 | Automatic swing door operator control panels | 自動スイングドアオペレータコントロールパネル
Pr_75_30_23_08 | 75 | 30 | 23 | 08 | Automatic swing gate operator control panels | 自動スイングゲートオペレーターコントロールパネル
Pr_75_30_23_09 | 75 | 30 | 23 | 09 | Automatic swing-door operators | 自動スイングドアオペレーター
Pr_75_30_23_21 | 75 | 30 | 23 | 21 | Dock leveller controllers | ドックレベラーコントローラー
Pr_75_30_23_22 | 75 | 30 | 23 | 22 | Door access control pushpads | ドアアクセス制御プッシュパッド
Pr_75_30_23_26 | 75 | 30 | 23 | 26 | Electromagnetic door holders | 電磁ドアホルダー
Pr_75_30_23_27 | 75 | 30 | 23 | 27 | Electromagnetic door hold-open and swing-free devices | 電磁ドアホールドオープンおよびスイングフリーデバイス
Pr_75_30_23_31 | 75 | 30 | 23 | 31 | Folding gate automation mechanisms | 折りたたみゲート自動化メカニズム |  | 45-25-35/431 Folding gate automation mechanisms; |  | Folding gate automation mechanisms are described by characteristics such as standards, performance requirements and folding gear. An example use may be within a folding gate system.
Pr_75_30_23_33 | 75 | 30 | 23 | 33 | Garage door operators | ガレージドアオペレーター
Pr_75_30_23_36 | 75 | 30 | 23 | 36 | Handheld door and gate remote controllers | ハンドヘルドドアおよびゲートリモコン
Pr_75_30_23_40 | 75 | 30 | 23 | 40 | Hinged and swing gate automation mechanisms | ヒンジおよびスイングゲートの自動化メカニズム |  | 45-25-35/433 Hinged and swing gate automation mechanisms; |  | Hinged and swing gate automation mechanisms are described by characteristics such as standards, performance requirements and opening gear. An example use may be within a horizontal swing gate system.
Pr_75_30_23_42 | 75 | 30 | 23 | 42 | Hydraulic automation mechanisms | 油圧自動化メカニズム |  | 45-25-35/435 Hydraulic automation mechanisms; |  | Hydraulic automation mechanisms are described by characteristics such as standards, opening gear and control units. An example use may be within a rising bollard system.
Pr_75_30_23_70 | 75 | 30 | 23 | 70 | Rack and pinion sliding gate operators | ラックアンドピニオンスライディングゲートオペレーター
Pr_75_30_23_72 | 75 | 30 | 23 | 72 | Rising arm automation mechanisms | 上昇アーム自動化メカニズム |  | 45-25-35/437 Rising arm automation mechanisms; |  | Rising arm automation mechanisms are described by characteristics such as standards, performance requirements and opening gear. An example use may be within a rising arm barrier system.
Pr_75_30_23_76 | 75 | 30 | 23 | 76 | Sliding gate automation mechanisms | スライドゲート自動化メカニズム |  | 45-25-35/439 Sliding gate automation mechanisms; |  | Sliding gate automation mechanisms are described by characteristics such as standards, performance requirements and sliding gear. An example use may be within a heavy duty sliding barrier system.
Pr_75_30_23_92 | 75 | 30 | 23 | 92 | Underground swing gate operators | 地下スイングゲートオペレーター
Pr_75_30_23_94 | 75 | 30 | 23 | 94 | Vehicle induction loop detectors | 車両誘導ループ検出器
Pr_75_30_23_96 | 75 | 30 | 23 | 96 | Worm drive swing gate operators | ワームドライブスイングゲートオペレーター
Pr_75_30_27 | 75 | 30 | 27 |  | Electric door locking hardware | 電気ドアロックハードウェア |  |  |  | Electric strikes and faceplates are described by characteristics such as rated operational voltage (ue), rated operational current (in) and operation. An example use may be within a passport gate system.
Pr_75_30_27_26 | 75 | 30 | 27 | 26 | Electric strikes and faceplates | 電気ストライクとフェースプレート |  | 90-75-05/400 Electric strikes and faceplates; |  | Electric strikes and faceplates are described by characteristics such as rated operational voltage (ue), rated operational current (in) and operation. An example use may be within a passport gate system.
Pr_75_30_27_27 | 75 | 30 | 27 | 27 | Electromechanical door locks | 電気機械式ドアロック
Pr_75_30_27_50 | 75 | 30 | 27 | 50 | Magnetic locks | 磁気ロック |  | 90-75-05/410 Magnetic locks and strike plates; |  | Magnetic locks and strike plates are described by characteristics such as rated operational voltage (ue), rated operational current (in) and operation. An example use may be within a passport gate system.
Pr_75_30_27_51 | 75 | 30 | 27 | 51 | Magnetic shear locks and strike plates | 磁気シアロックとストライクプレート |  | 90-75-05/420 Shear locks and strike plates; |  | Shear locks and strike plates are described by characteristics such as rated operational voltage (ue), rated operational current (in) and operation. An example use may be within a passport gate system.
Pr_75_30_27_77 | 75 | 30 | 27 | 77 | Shear locks and strike plates | シアーロックとストライクプレート
Pr_75_30_27_80 | 75 | 30 | 27 | 80 | Solenoid bolts | ソレノイドボルト |  | 90-75-05/427 Solenoid bolts; |  | Solenoid bolts are described by characteristics such as rated operational voltage (ue), operation in the event of mains failure and holding force (minimum). An example use may be within an intercom system.
Pr_75_30_27_81 | 75 | 30 | 27 | 81 | Solenoid latches and locks | ソレノイドラッチとロック |  | 90-75-05/425 Solenoid latches and locks; |  | Solenoid latches and locks are described by characteristics such as standards, rated operational voltage (ue) and operation in the event of mains failure. An example use may be within an intercom system.
Pr_75_50 | 75 | 50 |  |  | Mechanical and electrical services control products | 機械および電気サービス制御製品
Pr_75_50_02 | 75 | 50 | 02 |  | Actuators | アクチュエータ |  |  |  | Chain actuators are described by characteristics such as stroke, electrical supply and operation. An example use may be within a mixed mode ventilation system control.
Pr_75_50_02_13 | 75 | 50 | 02 | 13 | Chain actuators | チェーンアクチュエーター |  | 90-65-50-312 Chain actuators; |  | Chain actuators are described by characteristics such as stroke, electrical supply and operation. An example use may be within a mixed mode ventilation system control.
Pr_75_50_02_21 | 75 | 50 | 02 | 21 | Damper actuators | ダンパーアクチュエーター |  | 90-65-50/316 Damper actuators; |  | Damper actuators are described by characteristics such as actuator type, action and torque. An example use may be within an air to air heat pump system control.
Pr_75_50_02_46 | 75 | 50 | 02 | 46 | Linear actuators | リニアアクチュエーター |  | 90-65-50-314 Linear actuators; |  | Linear actuators are described by characteristics such as actuator type, stroke and electrical supply. An example use may be within a mixed mode ventilation system control.
Pr_75_50_02_94 | 75 | 50 | 02 | 94 | Valve actuators | バルブアクチュエーター |  | 90-65-50/310 Valve actuators; |  | Valve actuators are described by characteristics such as actuator type, action and torque. An example use may be within a fan coil unit air conditioning system control.
Pr_75_50_18 | 75 | 50 | 18 |  | Control and indicator panels | コントロールパネルとインジケーターパネル |  |  |  | Automatic sprinkler system indicator panels are described by characteristics such as enclosure and display the following conditions. An example use may be within a sprinkler system.
Pr_75_50_18_04 | 75 | 50 | 18 | 04 | Automatic sprinkler system indicator panels | 自動スプリンクラーシステムインジケーターパネル |  | 90-70-95/330 Automatic sprinkler system indicator panels; |  | Automatic sprinkler system indicator panels are described by characteristics such as enclosure and display the following conditions. An example use may be within a sprinkler system.
Pr_75_50_18_06 | 75 | 50 | 18 | 06 | Automatic sprinkler pump control panels | 自動スプリンクラーポンプ制御パネル |  | 90-35-95/420 Automatic sprinkler system electric pump control panels; |  | Automatic sprinkler system electric pump control panels are described by characteristics such as enclosure, isolator and contactors. An example use may be within a sprinkler system.
Pr_75_50_18_10 | 75 | 50 | 18 | 10 | Bus section control panels | バス部制御盤
Pr_75_50_18_11 | 75 | 50 | 18 | 11 | Cableways section panels | ケーブルウェイセクションパネル
Pr_75_50_18_16 | 75 | 50 | 18 | 16 | Control circuit supplies panels | 制御回路電源パネル
Pr_75_50_18_17 | 75 | 50 | 18 | 17 | Control panels | 制御盤
Pr_75_50_18_26 | 75 | 50 | 18 | 26 | Electric trace heating control and monitoring panels | 電気トレース加熱制御および監視パネル |  | 90-10-85/350 Control and monitoring; |  | Control and monitoring are described by characteristics such as controllers and alarms.
Pr_75_50_18_28 | 75 | 50 | 18 | 28 | Feeder section control panels | 前後面保守形 キュービクル式配電盤（き電盤）、前面保守形 キュービクル式配電盤（受電盤・き電盤）
Pr_75_50_18_30 | 75 | 50 | 18 | 30 | Flow sample gas detection control panels | フローサンプルガス検出制御パネル |  | 90-75-45-320 Flow sample gas detector control panels; |  | Flow sample gas detector control panels are described by characteristics such as standards, ingress protection (minimum) and nominal voltage. An example use may be within a flow sample gas detection and alarm system.
Pr_75_50_18_31 | 75 | 50 | 18 | 31 | Fire system indicator panels | 消防システム表示パネル
Pr_75_50_18_32 | 75 | 50 | 18 | 32 | FIre electric pump control panels | 火災電動ポンプ制御盤
Pr_75_50_18_33 | 75 | 50 | 18 | 33 | Gas detection control panels | ガス検知制御盤 |  | 90-75-45/310 Fixed gas detector control panels; |  | Fixed gas detector control panels are described by characteristics such as standards, ingress protection (minimum) and nominal voltage. An example use may be within a fixed gas detection and alarm system.
Pr_75_50_18_37 | 75 | 50 | 18 | 37 | Help point control panels | ヘルプポイントコントロールパネル
Pr_75_50_18_40 | 75 | 50 | 18 | 40 | Incoming supply control panels | 前後面保守形 キュービクル式配電盤（受電盤）
Pr_75_50_18_41 | 75 | 50 | 18 | 41 | Instrumentation, automation and control panels | 計装、自動化、制御パネル
Pr_75_50_18_42 | 75 | 50 | 18 | 42 | Irrigation control panels | 灌漑制御パネル |  | 90-15-40/313 Irrigation controls; |  | Irrigation controls are described by characteristics such as third party product certification, device type and display. An example use may be within a drip irrigation system.
Pr_75_50_18_45 | 75 | 50 | 18 | 45 | Lift control panels | リフト制御盤
Pr_75_50_18_47 | 75 | 50 | 18 | 47 | Liquid leak detection control panels | 液漏れ検知制御盤 |  | 90-75-45/400 Water leak detection programmable control units; |  | Water leak detection programmable control units are described by characteristics such as features and response to leak detection. An example use may be within a water presence detection and alarm system.
Pr_75_50_18_48 | 75 | 50 | 18 | 48 | Liquid presence detection programmable control units | 液体存在検出プログラム可能な制御ユニット |  | 90-75-45/410 Liquid presence detection programmable control units; |  | Liquid presence detection programmable control units are described by characteristics such as standards, nominal voltage and nominal frequency. An example use may be within a liquid presence detection and alarm system.
Pr_75_50_18_51 | 75 | 50 | 18 | 51 | Mechanical services control panels | 制御盤 |  | 90-65-50/340 Control panels; |  | Control panels are described by characteristics such as enclosure, isolator and internal separation. An example use may be within an air to air heat pump system control.
Pr_75_50_18_53 | 75 | 50 | 18 | 53 | Motor starters control panels | モータースターター制御盤
Pr_75_50_18_65 | 75 | 50 | 18 | 65 | Pneumatic document conveyor control panels | 空気圧式ドキュメントコンベヤー制御パネル |  | 90-80-70/360 System control; |  | System control are described by characteristics such as type of controller, functions and operational times. An example use may be within a pneumatic document conveying system.
Pr_75_50_18_66 | 75 | 50 | 18 | 66 | Points heating control panels | ポイント加熱制御パネル
Pr_75_50_18_67 | 75 | 50 | 18 | 67 | Power factor correction control panels | 力率補正制御パネル
Pr_75_50_18_69 | 75 | 50 | 18 | 69 | Power quality filter section panels | 電力品質フィルターセクションパネル
Pr_75_50_18_80 | 75 | 50 | 18 | 80 | Smoke and heat exhaust control panels | 煙と排熱制御パネル |  | 90-45-80/370 Smoke and heat exhaust control panels; |  | Smoke and heat exhaust control panels are described by characteristics such as enclosure, nominal voltage and nominal frequency. An example use may be within a pressure differential system.
Pr_75_50_18_82 | 75 | 50 | 18 | 82 | Solar collector control units | 太陽光発電装置 |  | 90-40-75/330 Control units; |  | Control units are described by characteristics such as standards, sensors and differential setting. An example use may be within a solar heating system.
Pr_75_50_18_90 | 75 | 50 | 18 | 90 | Telemetry control panels | テレメトリ制御パネル
Pr_75_50_18_92 | 75 | 50 | 18 | 92 | Uninterruptible power supply control panels | 無停電電源装置のコントロールパネル
Pr_75_50_18_93 | 75 | 50 | 18 | 93 | Utility supply control panels | 端子盤
Pr_75_50_20 | 75 | 50 | 20 |  | Controllers and control components | コントローラと制御コンポーネント |  |  |  | Field controllers are described by characteristics such as enclosure, mounting and network communications options. An example use may be within a building monitoring and management system.
Pr_75_50_20_02 | 75 | 50 | 20 | 02 | Alarms | 警報
Pr_75_50_20_12 | 75 | 50 | 20 | 12 | Central processor units | 中央処理装置
Pr_75_50_20_15 | 75 | 50 | 20 | 15 | Compressed air master controllers | 圧縮空気マスターコントローラー
Pr_75_50_20_29 | 75 | 50 | 20 | 29 | Field controllers | フィールドコントローラー |  | 90-65-50/460 Field controllers; |  | Field controllers are described by characteristics such as enclosure, mounting and network communications options. An example use may be within a building monitoring and management system.
Pr_75_50_20_34 | 75 | 50 | 20 | 34 | Gas dose regulators | ガスドーズレギュレーター
Pr_75_50_20_40 | 75 | 50 | 20 | 40 | Input cards | 入力カード
Pr_75_50_20_41 | 75 | 50 | 20 | 41 | Input modules | 入力モジュール
Pr_75_50_20_42 | 75 | 50 | 20 | 42 | Input and output cards | 入力および出力カード
Pr_75_50_20_43 | 75 | 50 | 20 | 43 | Input and output modules | 入出力モジュール
Pr_75_50_20_52 | 75 | 50 | 20 | 52 | Modular programmable logic controllers | モジュール式プログラマブルロジックコントローラー
Pr_75_50_20_58 | 75 | 50 | 20 | 58 | Output cards | 出力カード
Pr_75_50_20_59 | 75 | 50 | 20 | 59 | Output modules | 出力モジュール
Pr_75_50_20_68 | 75 | 50 | 20 | 68 | Programmable logic controllers | プログラマブルロジックコントローラー
Pr_75_50_20_70 | 75 | 50 | 20 | 70 | Programmers | プログラマー
Pr_75_50_20_96 | 75 | 50 | 20 | 96 | Water display controls | 水の表示コントロール |  | 90-15-90/401 Water display controls; |  | Water display controls are described by characteristics such as controls, display and operating range. An example use may be within a cascade and waterfall system.
Pr_75_50_20_98 | 75 | 50 | 20 | 98 | Water quality controllers | 水質コントローラー
Pr_75_50_20_99 | 75 | 50 | 20 | 99 | Wind-operated water display control devices | 風力式水表示制御装置 |  | 90-15-40/311 Anemometers; |  | Anemometers are described by characteristics such as device type, material and operation. An example use may be within a sprinkler irrigation system.
Pr_75_50_33 | 75 | 50 | 33 |  | Gas fire extinguishing controls | ガス消火制御 |  |  |  | Electrical actuation are described by characteristics such as actuator and means of actuation. An example use may be within an inert gas total flooding fire-extinguishing system.
Pr_75_50_33_25 | 75 | 50 | 33 | 25 | Electrical actuation devices | 電気作動装置 |  | 90-35-35/325 Electrical actuation; |  | Electrical actuation are described by characteristics such as actuator and means of actuation. An example use may be within an inert gas total flooding fire-extinguishing system.
Pr_75_50_33_26 | 75 | 50 | 33 | 26 | Emergency abort devices | 緊急中止デバイス |  | 90-35-35/340 Electrical automatic control and delay devices; |  | Electrical automatic control and delay devices are described by characteristics such as controls. An example use may be within an inert gas total flooding fire-extinguishing system.
Pr_75_50_33_27 | 75 | 50 | 33 | 27 | Emergency hold devices | 緊急保留装置 |  | 90-35-35/345 Non-electrical automatic control and delay devices; |  | Non-electrical automatic control and delay devices are described by characteristics such as controls. An example use may be within an inert gas total flooding fire-extinguishing system.
Pr_75_50_33_28 | 75 | 50 | 33 | 28 | Extinguishing control panels | 消火制御盤 |  | 90-35-35/320 Control panels; |  | Control panels are described by characteristics such as arrangement and components on panel fascia. An example use may be within an inert gas total flooding fire-extinguishing system.
Pr_75_50_33_50 | 75 | 50 | 33 | 50 | Manual triggering devices | 手動トリガー装置 |  | 90-35-35/335 Manual triggering and stop devices;
Pr_75_50_33_56 | 75 | 50 | 33 | 56 | Non-electrical gas fire extinguishing disable devices | 非電気式ガス消火無効装置 |  | 90-35-35/350 Non-electrical disable devices; |  | Non-electrical disable devices are described by characteristics such as operation, gas and material. An example use may be within a carbon dioxide fire extinguishing system.
Pr_75_50_33_64 | 75 | 50 | 33 | 64 | Pneumatic heat actuators | 空気式熱アクチュエータ |  | 90-35-35/330 Mechanical actuation; |  | Mechanical actuation are described by characteristics such as actuator and means of actuation. An example use may be within an inert gas total flooding fire-extinguishing system.
Pr_75_50_33_88 | 75 | 50 | 33 | 88 | Thermal links | サーマルリンク |  | 90-35-35/330 Mechanical actuation; |  | Mechanical actuation are described by characteristics such as actuator and means of actuation. An example use may be within an inert gas total flooding fire-extinguishing system.
Pr_75_50_46 | 75 | 50 | 46 |  | Liquid level controllers and switches | 液面コントローラーとスイッチ |  |  |  | Float switches are described by characteristics such as housing, operating mechanism and orientation. An example use may be within a grey water reclamation system.
Pr_75_50_46_27 | 75 | 50 | 46 | 27 | Electronic liquid level controllers | 電子液体レベルコントローラ
Pr_75_50_46_29 | 75 | 50 | 46 | 29 | Float liquid level controllers | フロート液面コントローラー
Pr_75_50_46_30 | 75 | 50 | 46 | 30 | Float switches | フロートスイッチ |  | 90-65-50/470 Float switches; |  | Float switches are described by characteristics such as housing, operating mechanism and orientation. An example use may be within a grey water reclamation system.
Pr_75_50_46_31 | 75 | 50 | 46 | 31 | Flush control devices | フラッシュ制御装置 |  | 90-15-35/470 Flush control devices; |  | Flush control devices are described by characteristics such as flush rate, water supply valve and sensor unit material. An example use may be within a pumped cold water supply system.
Pr_75_50_46_42 | 75 | 50 | 46 | 42 | Infrared flush controllers | 赤外線フラッシュコントローラー |  | 45-35-70/389 WC flushing valves; |  | Wc flushing valves are described by characteristics such as form, materials and operation. An example use may be within a wc assembly.
Pr_75_50_46_46 | 75 | 50 | 46 | 46 | Level controls and alarms | レベル制御とアラーム |  | 90-20-75/445 Level controls and alarms; |  | Level controls and alarms are described by characteristics such as arrangement.
Pr_75_50_46_68 | 75 | 50 | 46 | 68 | Push-button flush controllers | 押しボタン式フラッシュコントローラー
Pr_75_50_47 | 75 | 50 | 47 |  | Liquid level sensors | 液面センサー |  |  |  | Buoyancy level sensors and switches are described by characteristics such as certification, process criteria and accuracy.
Pr_75_50_47_08 | 75 | 50 | 47 | 08 | Buoyancy level sensors and switches | 浮力レベルセンサーとスイッチ |  | 90-65-48/345 Buoyancy level sensors and switches; |  | Buoyancy level sensors and switches are described by characteristics such as certification, process criteria and accuracy.
Pr_75_50_47_11 | 75 | 50 | 47 | 11 | Capacitance and inductance sensors | 静電容量およびインダクタンスセンサー |  | 90-65-48/305 Capacitance and inductance sensor; |  | Capacitance and inductance sensor are described by characteristics such as certification, process criteria and accuracy.
Pr_75_50_47_15 | 75 | 50 | 47 | 15 | Conductivity probes | 導電率プローブ
Pr_75_50_47_34 | 75 | 50 | 47 | 34 | Gravimetric and load cell sensors | 重量センサーとロードセルセンサー |  | 90-65-48/335 Gravimetric and load cell sensor; |  | Gravimetric and load cell sensor are described by characteristics such as certification, process criteria and accuracy.
Pr_75_50_47_35 | 75 | 50 | 47 | 35 | Guided wave radar sensors | 誘導波レーダーセンサー |  | 90-65-48/330 Guided wave radar sensor; |  | Guided wave radar sensor are described by characteristics such as certification, process criteria and accuracy.
Pr_75_50_47_39 | 75 | 50 | 47 | 39 | Hydrostatic sensors | 静水圧センサー |  | 90-65-48/340 Hydrostatic sensor; |  | Hydrostatic sensor are described by characteristics such as certification, process criteria and accuracy.
Pr_75_50_47_50 | 75 | 50 | 47 | 50 | Magnetic level gauge switches | 磁気レベルゲージスイッチ |  | 90-65-48/350 Magnetic level gauge switches; |  | Magnetic level gauge switches are described by characteristics such as certification, process criteria and accuracy.
Pr_75_50_47_51 | 75 | 50 | 47 | 51 | Magnetorestrictive level transmitters | 磁歪式レベル送信機 |  | 90-65-48/355 Magnetorestrictive level transmitters; |  | Magnetorestrictive level transmitters are described by characteristics such as certification, process criteria and accuracy.
Pr_75_50_47_53 | 75 | 50 | 47 | 53 | Maximum water level recorders | 最大水位レコーダー
Pr_75_50_47_70 | 75 | 50 | 47 | 70 | Radar sensors | レーダーセンサー |  | 90-65-48/325 Radar sensor; |  | Radar sensor are described by characteristics such as certification, process criteria and accuracy.
Pr_75_50_47_73 | 75 | 50 | 47 | 73 | Rotary paddle sensors | ロータリーパドルセンサー |  | 90-65-48/310 Rotary paddle sensor; |  | Rotary paddle sensor are described by characteristics such as certification, process criteria and accuracy.
Pr_75_50_47_88 | 75 | 50 | 47 | 88 | Thermal dispersion level switches | 熱分散レベルスイッチ |  | 90-65-48/360 Thermal dispersion level switches; |  | Thermal dispersion level switches are described by characteristics such as certification, process criteria and pressure range.
Pr_75_50_47_92 | 75 | 50 | 47 | 92 | Ultrasonic sensors | 超音波センサー |  | 90-65-48/315 Ultrasonic sensor; |  | Ultrasonic sensor are described by characteristics such as certification, process criteria and accuracy.
Pr_75_50_47_94 | 75 | 50 | 47 | 94 | Vibrating sensors | 振動センサー |  | 90-65-48/320 Vibrating sensor; |  | Vibrating sensor are described by characteristics such as certification, process criteria and accuracy.
Pr_75_50_47_96 | 75 | 50 | 47 | 96 | Water level gauge boards | 水位計盤
Pr_75_50_47_97 | 75 | 50 | 47 | 97 | Water level sensors | 電極棒
Pr_75_50_48 | 75 | 50 | 48 |  | Liquid-sensing devices | 液体検知装置 |  |  |  | Cable sensors are described by characteristics such as format, cable length and accessories.
Pr_75_50_48_15 | 75 | 50 | 48 | 15 | Chemical-sensing cables | 化学感知ケーブル |  | 90-75-45/360 Cable sensors; |  | Cable sensors are described by characteristics such as format, cable length and accessories.
Pr_75_50_48_31 | 75 | 50 | 48 | 31 | Fuel-sensing cables | 燃料感知ケーブル |  | 90-75-45/360 Cable sensors; |  | Cable sensors are described by characteristics such as format, cable length and accessories.
Pr_75_50_48_34 | 75 | 50 | 48 | 34 | Ground water monitors | 地下水モニター |  | 45-90-90/330 Ground water monitoring equipment; |  | Ground water monitoring equipment are described by characteristics such as equipment and length of standpipe.
Pr_75_50_48_47 | 75 | 50 | 48 | 47 | Leak-sensing tapes | 漏れ検知テープ |  | 90-75-45/390 Tape sensors; |  | Tape sensors are described by characteristics such as format, tape length and accessories.
Pr_75_50_48_60 | 75 | 50 | 48 | 60 | Pad leak sensors | パッドリークセンサー |  | 90-75-45/370 Pad sensors; |  | Pad sensors are described by characteristics such as format and accessories.
Pr_75_50_48_67 | 75 | 50 | 48 | 67 | Probe leak sensors | プローブリークセンサー |  | 90-75-45/380 Probe sensors; |  | Probe sensors are described by characteristics such as arrangement and accessories.
Pr_75_50_48_71 | 75 | 50 | 48 | 71 | Remote sampling equipment | リモートサンプリング装置 |  | 90-75-45-350 Remote sampling equipment; |  | Remote sampling equipment are described by characteristics such as format, hazardous area classification and ingress protection (minimum).
Pr_75_50_48_90 | 75 | 50 | 48 | 90 | Transportable monitors | 可搬型モニター |  | 90-75-45-340 Transportable monitors; |  | Transportable monitors are described by characteristics such as standards, power source and hazardous area classification.
Pr_75_50_48_96 | 75 | 50 | 48 | 96 | Water-sensing cables | 水感知ケーブル |  | 90-75-45/360 Cable sensors; |  | Cable sensors are described by characteristics such as format, cable length and accessories.
Pr_75_50_50 | 75 | 50 | 50 |  | Measuring and monitoring relays | 前面保守形 キュービクル式配電盤（計器盤）
Pr_75_50_50_63 | 75 | 50 | 50 | 63 | Phase monitoring relays | 位相監視リレー
Pr_75_50_51 | 75 | 50 | 51 |  | Medical gases controls | 医療ガス管理 |  |  |  | Medical gases area alarms are described by characteristics such as arrangement and accessories. An example use may be within a medical compressed air supply system.
Pr_75_50_51_52 | 75 | 50 | 51 | 52 | Medical gas area alarm panels | 医療ガス区域警報パネル |  | 90-30-55/342 Medical gases area alarms; |  | Medical gases area alarms are described by characteristics such as arrangement and accessories. An example use may be within a medical compressed air supply system.
Pr_75_50_51_54 | 75 | 50 | 51 | 54 | Medical gases central alarms | 医療ガス中央警報 |  | 90-30-55/344 Medical gases central alarms; |  | Medical gases central alarms are described by characteristics such as arrangement and accessories. An example use may be within a medical compressed air supply system.
Pr_75_50_51_71 | 75 | 50 | 51 | 71 | Remote start medical gas switch panels | リモートスタート医療用ガススイッチパネル |  | 90-30-55/320 Remote start switch panels; |  | Remote start switch panels are described by characteristics such as arrangement, electric supply and accessories. An example use may be within a medical anaesthetic gas scavenging system.
Pr_75_50_51_94 | 75 | 50 | 51 | 94 | Vacuum insulated evaporator (VIE) control panels | 真空断熱蒸発器（VIE）制御パネル |  | 90-30-55/328 Vacuum insulated evaporator (VIE) storage vessels; |  | Vacuum insulated evaporator (vie) storage vessels are described by characteristics such as arrangement, capacity and pressure (minimum). An example use may be within a medical oxygen supply system.
Pr_75_50_52 | 75 | 50 | 52 |  | Meteorological instrumentation | 気象計装 |  |  |  | Anemometer are described by characteristics such as wind speed, wind direction and output format.
Pr_75_50_52_03 | 75 | 50 | 52 | 03 | Anemometers | 風速計 |  | 90-65-52/300 Anemometer; |  | Anemometer are described by characteristics such as wind speed, wind direction and output format.
Pr_75_50_52_06 | 75 | 50 | 52 | 06 | Barometers | バロメーター |  | 90-65-52/310 Barometer; |  | Barometer are described by characteristics such as pressure measurement range, accuracy and temperature dependence.
Pr_75_50_52_12 | 75 | 50 | 52 | 12 | Ceilometers | シーロメーター |  | 90-65-52/315 Ceilometer; |  | Ceilometer are described by characteristics such as measurement range (minimum), resolution and accuracy.
Pr_75_50_52_39 | 75 | 50 | 52 | 39 | Humidity and temperature probes | 湿度および温度プローブ |  | 90-65-52/305 Humidity and temperature probe; |  | Humidity and temperature probe are described by characteristics such as relative humidity measurement, temperature measurement and equipment interconnectivity.
Pr_75_50_52_65 | 75 | 50 | 52 | 65 | Present weather sensors | 現在の気象センサー |  | 90-65-52/325 Present weather sensor; |  | Present weather sensor are described by characteristics such as visibility measurement, operating principle and scattering angle.
Pr_75_50_52_85 | 75 | 50 | 52 | 85 | Storage rain gauges | ストレージレインゲージ
Pr_75_50_52_90 | 75 | 50 | 52 | 90 | Tipping bucket rain gauges | チップバケット雨量計 |  | 90-65-52/330 Tipping bucket rain gauge; |  | Tipping bucket rain gauge are described by characteristics such as rainfall capacity, orifice diameter and accuracy.
Pr_75_50_52_94 | 75 | 50 | 52 | 94 | Visibility sensors | 視認性センサー |  | 90-65-52/320 Visibility sensor; |  | Visibility sensor are described by characteristics such as measurement range, accuracy and operating principle.
Pr_75_50_52_97 | 75 | 50 | 52 | 97 | Weather stations | 気象ステーション |  | 90-65-52/335 Weather station product; |  | Weather station product are described by characteristics such as wind measurement, air temperature and relative humidity.
Pr_75_50_52_98 | 75 | 50 | 52 | 98 | Weighing rain gauges | 雨量計
Pr_75_50_76 | 75 | 50 | 76 |  | Sensors and detectors | センサーと検出器 |  |  |  | Air quality sensors are described by characteristics such as sensor type, equipment interconnectivity and mounting. An example use may be within a variable air volume air conditioning system control.
Pr_75_50_76_02 | 75 | 50 | 76 | 02 | Air quality sensors | 空気質センサー |  | 90-65-50/370 Air quality sensors; |  | Air quality sensors are described by characteristics such as sensor type, equipment interconnectivity and mounting. An example use may be within a variable air volume air conditioning system control.
Pr_75_50_76_03 | 75 | 50 | 76 | 03 | Air temperature sensors | 温度計 |  | 90-65-50/380 Air temperature sensors; |  | Air temperature sensors are described by characteristics such as application, range and accuracy. An example use may be within a variable air volume air conditioning system control.
Pr_75_50_76_04 | 75 | 50 | 76 | 04 | Ambient noise level sensors | 周囲騒音レベルセンサー |  | 90-70-10/390 Ambient noise level sensors; |  | Ambient noise level sensors are described by characteristics such as enclosure, integral led status indicator and ambient noise level range. An example use may be within a public address system.
Pr_75_50_76_05 | 75 | 50 | 76 | 05 | Air velocity sensors | 風速センサー
Pr_75_50_76_12 | 75 | 50 | 76 | 12 | Carbon monoxide detectors | 一酸化炭素検出器 |  | 90-65-50/490 Carbon monoxide detectors; |  | Carbon monoxide detectors are described by characteristics such as third-party certification, detector type and control features. An example use may be within a fire detection and alarm systems in domestic premises.
Pr_75_50_76_16 | 75 | 50 | 76 | 16 | Combined electronic current and voltage transducers | 電子電流および電圧変換器の組み合わせ |  | 90-65-55/335 Electronic combined current and voltage sensors; |  | Electronic combined current and voltage sensors are described by characteristics such as standards, format and accuracy classification.
Pr_75_50_76_17 | 75 | 50 | 76 | 17 | Combustion gas detectors | 燃焼ガス検知器 |  | 90-75-30/338 Point carbon monoxide detectors;
Pr_75_50_76_18 | 75 | 50 | 76 | 18 | Current sensors | 電流センサー
Pr_75_50_76_23 | 75 | 50 | 76 | 23 | Disinfectant sensors | 消毒剤センサー |  | 90-15-75/440 Disinfectant sensors; |  | Disinfectant sensors are described by characteristics such as arrangement. An example use may be within a pool water treatment system.
Pr_75_50_76_24 | 75 | 50 | 76 | 24 | Dissolved oxygen sensors | 溶存酸素センサー |  | 90-65-50/474 Dissolved oxygen sensor; |  | Dissolved oxygen sensor are described by characteristics such as type of sensor, optical dissolved oxygen range (maximum) and optical dissolved oxygen resolution (maximum).
Pr_75_50_76_25 | 75 | 50 | 76 | 25 | Dry rot sensor sticks | 乾燥腐敗センサースティック
Pr_75_50_76_27 | 75 | 50 | 76 | 27 | Electronic trace heating thermostats | 電子トレース加熱サーモスタット |  | 90-10-85/360 Trace heating electronic thermostats; |  | Trace heating electronic thermostats are described by characteristics such as standards, equipment category and application. An example use may be within an electrical resistance trace heating systems.
Pr_75_50_76_30 | 75 | 50 | 76 | 30 | Flow-in duct sensors | 流入ダクトセンサー |  | 90-65-50/390 Flow in duct sensors; |  | Flow in duct sensors are described by characteristics such as sensor type, equipment interconnectivity and application. An example use may be within a variable air volume air conditioning system control.
Pr_75_50_76_31 | 75 | 50 | 76 | 31 | Flow-in pipe sensors | 瞬間流量計 |  | 90-65-50/400 Flow in pipe sensors; |  | Flow in pipe sensors are described by characteristics such as sensor type, equipment interconnectivity and application. An example use may be within a fan coil unit air conditioning system control.
Pr_75_50_76_33 | 75 | 50 | 76 | 33 | Gas detectors | ガス漏れ火災警報装置（検知器） |  | 90-75-45/450 Gas detection and alarm detectors; |  | Gas detection and alarm detectors are described by characteristics such as format. An example use may be within a flow sample gas detection and alarm system.
Pr_75_50_76_47 | 75 | 50 | 76 | 47 | Liquid temperature sensors | 温度計 |  | 90-65-50/430 Water temperature sensors; |  | Water temperature sensors are described by characteristics such as sensor type, application and range. An example use may be within a fan coil unit air conditioning system control.
Pr_75_50_76_51 | 75 | 50 | 76 | 51 | Mechanical trace heating thermostats | 機械式トレース加熱サーモスタット |  | 90-10-85/355 Trace heating mechanical thermostats; |  | Trace heating mechanical thermostats are described by characteristics such as standards, equipment category and application. An example use may be within an electrical resistance trace heating systems.
Pr_75_50_76_57 | 75 | 50 | 76 | 57 | Overheight vehicle detection (OHVD) sensors | オーバーハイト車両検出（OHVD）センサー
Pr_75_50_76_58 | 75 | 50 | 76 | 58 | Occupancy detectors | 防犯・入退室管理装置（検知器） |  | 90-65-50-415 Occupancy sensors; |  | Occupancy sensors are described by characteristics such as nominal voltage, inductive switching capacity and equipment interconnectivity. An example use may be within a mechanical extract systems control.
Pr_75_50_76_59 | 75 | 50 | 76 | 59 | Passive infrared (PIR) sensors | パッシブ赤外線（PIR）センサー
Pr_75_50_76_60 | 75 | 50 | 76 | 60 | pH value sensors | pH値センサー |  | 90-15-75/450 ph value sensors; |  | Ph value sensors are described by characteristics such as arrangement. An example use may be within a pool water treatment system.
Pr_75_50_76_61 | 75 | 50 | 76 | 61 | pH sensors | pHセンサー |  | 90-65-50/480 pH sensor; |  | Ph sensor are described by characteristics such as type of sensor, pressure range and ph range.
Pr_75_50_76_63 | 75 | 50 | 76 | 63 | Photoelectric sensors | 光電センサー
Pr_75_50_76_68 | 75 | 50 | 76 | 68 | Pressure sensors | 圧力計 |  | 90-65-50/420 Pressure sensors; |  | Pressure sensors are described by characteristics such as sensor type, application and accuracy. An example use may be within a variable air volume air conditioning system control.
Pr_75_50_76_71 | 75 | 50 | 76 | 71 | Relative humidity sensors | 相対湿度センサー |  | 90-65-50/410 Humidity sensors; |  | Humidity sensors are described by characteristics such as sensor type, application and range. An example use may be within a variable air volume air conditioning system control.
Pr_75_50_76_72 | 75 | 50 | 76 | 72 | Residual chlorine sensors | 残留塩素センサー
Pr_75_50_76_73 | 75 | 50 | 76 | 73 | Room temperature sensors | 室温センサー
Pr_75_50_76_80 | 75 | 50 | 76 | 80 | Sludge density sensors | 汚泥密度センサー |  | 90-65-50/472 Sludge density sensor; |  | Sludge density sensor are described by characteristics such as type of sensor, pipe section and pressure rating (maximum).
Pr_75_50_76_83 | 75 | 50 | 76 | 83 | Steam and condensate sensor chambers | 蒸気および凝縮液センサーチャンバー |  | 90-20-75/370 Sensor chambers; |  | Sensor chambers are described by characteristics such as sensor chamber type, material and sensor position. An example use may be within a steam and condensate system.
Pr_75_50_76_84 | 75 | 50 | 76 | 84 | Steam and condensate sensors | 蒸気および復水センサー |  | 90-20-75/365 Sensors; |  | Sensors are described by characteristics such as sensor type and accessories. An example use may be within a steam and condensate system.
Pr_75_50_76_86 | 75 | 50 | 76 | 86 | Suspended solids sensors | 浮遊固体センサー |  | 90-65-50/476 Suspended solids sensor; |  | Suspended solids sensor are described by characteristics such as type of sensor, pressure rating and measuring range (maximum).
Pr_75_50_76_87 | 75 | 50 | 76 | 87 | Tilt sensor nodes | 傾斜センサーノード
Pr_75_50_76_88 | 75 | 50 | 76 | 88 | Toxic and combustible gas detectors | 有毒で可燃性のガス検知器 |  | 90-65-50/495 Toxic and combustible gas detectors; |  | Toxic and combustible gas detectors are described by characteristics such as third-party certification, sensor and housing. An example use may be within a car park extract system.
Pr_75_50_76_90 | 75 | 50 | 76 | 90 | Turbidity sensors | 濁度センサー |  | 90-65-50/478 Turbidity sensor; |  | Turbidity sensor are described by characteristics such as type of sensor, pressure rating and concentration range (maximum).
Pr_75_50_76_95 | 75 | 50 | 76 | 95 | Voltage sensors | 電圧センサー
Pr_75_50_76_97 | 75 | 50 | 76 | 97 | Water pressure sensors | 水圧センサー
Pr_75_51 | 75 | 51 |  |  | Motors, motor controls, control circuit devices and timeswitches | モーター、モーター制御、制御回路デバイス、タイムスイッチ
Pr_75_51_17 | 75 | 51 | 17 |  | Control circuit devices and timeswitches | 制御回路デバイスとタイムスイッチ |  |  |  | Emergency stop buttons are described by characteristics such as format, shroud and enclosure. An example use may be within a hard wired low voltage small power system.
Pr_75_51_17_27 | 75 | 51 | 17 | 27 | Emergency stop buttons | 緊急停止ボタン |  | 90-65-25/370 Emergency stop buttons; |  | Emergency stop buttons are described by characteristics such as format, shroud and enclosure. An example use may be within a hard wired low voltage small power system.
Pr_75_51_17_50 | 75 | 51 | 17 | 50 | Manual control switches | 手動制御スイッチ |  | 90-65-50/450 Manual control switches; |  | Manual control switches are described by characteristics such as operation.
Pr_75_51_17_66 | 75 | 51 | 17 | 66 | Push-button switches | 押しボタンスイッチ |  | 90-65-25/360 Electromechanical control circuit devices; |  | Electromechanical control circuit devices are described by characteristics such as format, number of poles and interrupting medium. An example use may be within a hard wired low voltage small power system.
Pr_75_51_17_75 | 75 | 51 | 17 | 75 | Safety limit switches | 安全限界スイッチ |  | 90-65-25/360 Electromechanical control circuit devices; |  | Electromechanical control circuit devices are described by characteristics such as format, number of poles and interrupting medium. An example use may be within a hard wired low voltage small power system.
Pr_75_51_17_78 | 75 | 51 | 17 | 78 | Selector switches | セレクタースイッチ |  | 90-65-25/360 Electromechanical control circuit devices; |  | Electromechanical control circuit devices are described by characteristics such as format, number of poles and interrupting medium. An example use may be within a hard wired low voltage small power system.
Pr_75_51_17_87 | 75 | 51 | 17 | 87 | Tariff and load control radio teleswitches | 関税および負荷制御無線テレスイッチ |  | 90-65-55/380 Radio teleswitches for tariff and load control;
Pr_75_51_17_88 | 75 | 51 | 17 | 88 | Tariff and load control time switches | 関税および負荷制御時間スイッチ |  | 90-65-25/390 Time switches for tariff and load control; |  | Timeswitches for tariff and load control are described by characteristics such as rated operational voltage (ue), switching capacity and mode of operation.
Pr_75_51_17_89 | 75 | 51 | 17 | 89 | Time switches | タイムスイッチ |  | 90-65-25/380 Time switches; |  | Time switches are described by characteristics such as standards, equipment interconnectivity and format. An example use may be within a climatic ceiling panels and beams control.
Pr_75_51_26 | 75 | 51 | 26 |  | Electric motors | 電気モーター
Pr_75_51_26_00 | 75 | 51 | 26 | 00 | Alternating current (a.c.) capacitor start capacitor run motors | 交流（ac）コンデンサスタートコンデンサランモーター
Pr_75_51_26_01 | 75 | 51 | 26 | 01 | Alternating current (a.c.) capacitor motors | 交流（AC）コンデンサモーター
Pr_75_51_26_02 | 75 | 51 | 26 | 02 | Alternating current (a.c.) split phase motors | 交流（AC）二相モーター
Pr_75_51_26_03 | 75 | 51 | 26 | 03 | Alternating current (a.c.) squirrel cage induction motors | 交流（AC）かご型誘導電動機
Pr_75_51_26_04 | 75 | 51 | 26 | 04 | Alternating current (a.c.) wound rotor induction motors | 交流（AC）巻線型ローター誘導モーター
Pr_75_51_26_05 | 75 | 51 | 26 | 05 | Alternating current (a.c.) motors with integrated variable speed drive | 可変速ドライブを内蔵した交流（AC）モーター
Pr_75_51_26_21 | 75 | 51 | 26 | 21 | Direct current (d.c.) compound wound motors | 直流（DC）複合巻線モーター
Pr_75_51_26_22 | 75 | 51 | 26 | 22 | Direct current (d.c.) permanent magnet motors | 直流（DC）永久磁石モーター
Pr_75_51_26_23 | 75 | 51 | 26 | 23 | Direct current (d.c.) separately excited motors | 直流（DC）個別に励起されたモーター
Pr_75_51_26_24 | 75 | 51 | 26 | 24 | Direct current (d.c.) series wound motors | 直流（DC）シリーズ巻線モーター
Pr_75_51_26_25 | 75 | 51 | 26 | 25 | Direct current (d.c.) shunt wound motors | 直流（DC）シャント巻線モーター
Pr_75_51_26_92 | 75 | 51 | 26 | 92 | Universal motors | ユニバーサルモーター
Pr_75_51_35 | 75 | 51 | 35 |  | Gearboxes | ギアボックス
Pr_75_51_35_10 | 75 | 51 | 35 | 10 | Bevel gearboxes | ベベルギアボックス
Pr_75_51_35_35 | 75 | 51 | 35 | 35 | Helical gearboxes | ヘリカルギアボックス
Pr_75_51_35_65 | 75 | 51 | 35 | 65 | Planetary gearboxes | 遊星ギアボックス
Pr_75_51_35_80 | 75 | 51 | 35 | 80 | Spur gearboxes | 平歯車
Pr_75_51_35_94 | 75 | 51 | 35 | 94 | Variable speed hydraulic gearboxes | 可変速油圧ギアボックス
Pr_75_51_35_97 | 75 | 51 | 35 | 97 | Worm gearboxes | ウォームギアボックス
Pr_75_51_52 | 75 | 51 | 52 |  | Motor starters, variable frequency drives and contactors | モータースターター、可変周波数ドライブ、コンタクター |  |  |  | A.c. drives are described by characteristics such as rated operational voltage (ue), rated power (kw) and rated operational frequency. An example use may be within a hard wired low voltage small power system.
Pr_75_51_52_01 | 75 | 51 | 52 | 01 | Alternating current (a.c.) drives | 交流（AC）ドライブ |  | 90-65-25/350 a.c. drives; |  | A.c. drives are described by characteristics such as rated operational voltage (ue), rated power (kw) and rated operational frequency. An example use may be within a hard wired low voltage small power system.
Pr_75_51_52_02 | 75 | 51 | 52 | 02 | Alternating current (a.c.) semiconductor motor controllers and starters | 交流（AC）半導体モーターコントローラーおよびスターター |  | 90-65-25/310 a.c. semiconductor motor controllers and starters; |  | A.c. semiconductor motor controllers and starters are described by characteristics such as equipment type, form and rated operational voltage (ue). An example use may be within a hard wired low voltage small power system.
Pr_75_51_52_15 | 75 | 51 | 52 | 15 | Control and protective switching devices | 制御および保護スイッチングデバイス |  | 90-50-45/470 Control and protective switching devices; |  | Control and protective switching devices are described by characteristics such as method of operation, method of control and reset after overload.
Pr_75_51_52_22 | 75 | 51 | 52 | 22 | Direct-on-line starters | ダイレクトオンラインスターター |  | 90-65-25/320 Direct-on-line starters; |  | Direct-on-line starters are described by characteristics such as rated operational voltage (ue), rated power (kw) and rated operational frequency. An example use may be within a hard wired low voltage small power system.
Pr_75_51_52_26 | 75 | 51 | 52 | 26 | Electromechanical contactors | 電気機械式接触器 |  | 90-65-25/340 Electromechanical contactors; |  | Electromechanical contactors are described by characteristics such as equipment type, rated operational voltage (ue) and rated operational current (in). An example use may be within a hard wired low voltage small power system.
Pr_75_51_52_27 | 75 | 51 | 52 | 27 | Electromechanical control circuit devices | 電気機械制御回路デバイス
Pr_75_51_52_58 | 75 | 51 | 52 | 58 | Overload relays | 過負荷リレー
Pr_75_51_52_82 | 75 | 51 | 52 | 82 | Star delta starters | スターデルタスターター |  | 90-65-25/330 Star delta starters; |  | Star delta starters are described by characteristics such as rated operational voltage (ue), rated power (kw) and rated operational frequency. An example use may be within a hard wired low voltage small power system.
Pr_75_51_52_94 | 75 | 51 | 52 | 94 | Variable speed drives | 可変速ドライブ
Pr_75_51_65 | 75 | 51 | 65 |  | Pneumatic motors | 空気圧モーター
Pr_75_51_65_05 | 75 | 51 | 65 | 05 | Axial piston motors | アキシャルピストンモーター
Pr_75_51_65_70 | 75 | 51 | 65 | 70 | Radial piston motors | ラジアルピストンモーター
Pr_75_51_65_73 | 75 | 51 | 65 | 73 | Rotary vane motors | ロータリーベーンモーター
Pr_75_51_65_90 | 75 | 51 | 65 | 90 | Turbine air motors | タービンエアモーター
Pr_75_70 | 75 | 70 |  |  | Power and lighting control products | 電力および照明制御製品
Pr_75_75 | 75 | 75 |  |  | Communications control products | 通信制御製品
Pr_75_75_04 | 75 | 75 | 04 |  | Assistance and nurse call devices and control equipment | アシスタンスおよびナースコールデバイスと制御機器 |  |  |  | Remote indicators are described by characteristics such as mounting, zone indication and visual indication. An example use may be within an assistance call system.
Pr_75_75_04_00 | 75 | 75 | 04 | 00 | Assistance call acoustic hoods | アシスタンスコールアコースティックフード
Pr_75_75_04_01 | 75 | 75 | 04 | 01 | Assistance call indicator units | アシスタンスコールインジケーターユニット |  | 90-70-05/360 Remote indicators; |  | Remote indicators are described by characteristics such as mounting, zone indication and visual indication. An example use may be within an assistance call system.
Pr_75_75_04_02 | 75 | 75 | 04 | 02 | Assistance call power supply units | 介助用電源ユニット |  | 90-70-05/390 Power supply units; |  | Power supply units are described by characteristics such as standby source, standby capacity and integral replaceable fuse. An example use may be within an emergency voice communication system.
Pr_75_75_04_03 | 75 | 75 | 04 | 03 | Assistance call press button units | アシスタンスコールプレスボタンユニット |  | 90-70-05/330 Press button units; |  | Press button units are described by characteristics such as mounting, material and accessories. An example use may be within an assistance call system.
Pr_75_75_04_04 | 75 | 75 | 04 | 04 | Assistance call pull cord units | アシスタンスコールプルコードユニット |  | 90-70-05-320 Pull cord units; |  | Pull cord units are described by characteristics such as mounting, cord and accessories. An example use may be within an assistance call system.
Pr_75_75_04_05 | 75 | 75 | 04 | 05 | Assistance call reset units | アシスタンスコールリセットユニット |  | 90-70-05-380 Reset units; |  | Reset units are described by characteristics such as mounting and integral visual and audible alarm. An example use may be within an assistance call system.
Pr_75_75_04_08 | 75 | 75 | 04 | 08 | Baby protection units | 赤ちゃん保護ユニット
Pr_75_75_04_57 | 75 | 75 | 04 | 57 | Nurse call buttons | 誘導支援装置（トイレ呼出ボタン） |  | 90-70-55/335 Patient call buttons; |  | Patient call buttons are described by characteristics such as switchplate material, press button and switch action. An example use may be within a nurse call system.
Pr_75_75_04_58 | 75 | 75 | 04 | 58 | Nurse call combined emergency/ patient call/ reset units | ナースコールの緊急/患者コール/リセットユニットの組み合わせ |  | 90-70-55/345 Combined nurse emergency/ patient call buttons; |  | Combined nurse emergency/ patient call buttons are described by characteristics such as switchplate material, patient call and nurse emergency pull switch. An example use may be within a nurse call system.
Pr_75_75_04_60 | 75 | 75 | 04 | 60 | Nurse call overdoor indicators | 誘導支援装置（トイレ呼出表示灯） |  | 90-70-55/350 Visual indicators; |  | Visual indicators are described by characteristics such as mounting type, mounting plate material and visual indicators. An example use may be within a nurse call system.
Pr_75_75_04_61 | 75 | 75 | 04 | 61 | Nurse call patient handsets | ナースコール患者の受話器 |  | 90-70-55/320 Patient handsets; |  | Patient handsets are described by characteristics such as housing, ingress protection (minimum) and permanently illuminated nurse call push. An example use may be within a nurse call system.
Pr_75_75_04_62 | 75 | 75 | 04 | 62 | Nurse call patient pull cords | ナースコール患者のプルコード |  | 90-70-55/330 Patient pull cords; |  | Patient pull cords are described by characteristics such as switch body material, cord and acorn. An example use may be within a nurse call system.
Pr_75_75_04_63 | 75 | 75 | 04 | 63 | Nurse call power supply units | ナースコール電源ユニット |  | 90-70-55/370 Power supply units; |  | Power supply units are described by characteristics such as power supply output and standby power supply. An example use may be within a nurse call system.
Pr_75_75_04_64 | 75 | 75 | 04 | 64 | Nurse call reset units | ナースコールリセットユニット |  | 90-70-55/337 Patient call reset buttons; |  | Patient call reset buttons are described by characteristics such as switchplate material, switch action and press button. An example use may be within a nurse call system.
Pr_75_75_04_65 | 75 | 75 | 04 | 65 | Nurse call station indicator panels | ナースコールステーションのインジケータパネル |  | 90-70-55/380 Call indicator panels; |  | Call indicator panels are described by characteristics such as display, visual indicators and day/ night tone volume control selector. An example use may be within a nurse call system.
Pr_75_75_04_66 | 75 | 75 | 04 | 66 | Nurse emergency pull switches | ナース緊急用プルスイッチ |  | 90-70-55/340 Nurse emergency pull-switches; |  | Nurse emergency pull-switches are described by characteristics such as switchplate material, switch action and press button. An example use may be within a nurse call system.
Pr_75_75_04_70 | 75 | 75 | 04 | 70 | Passenger assistance help points | 旅客支援ヘルプポイント
Pr_75_75_04_71 | 75 | 75 | 04 | 71 | Passenger assistance intercom handsets | 助手席インターホン
Pr_75_75_04_73 | 75 | 75 | 04 | 73 | Portable communicators | 携帯コミュニケーター |  | 90-70-05/420 Portable communicators; |  | Portable communicators are described by characteristics such as number to be supplied and chargers. An example use may be within an emergency voice communication system.
Pr_75_75_15 | 75 | 75 | 15 |  | Computers and peripherals | コンピューターと周辺機器 |  |  |  | Card printers are described by characteristics such as format, print and laminate. An example use may be within an access control system.
Pr_75_75_15_11 | 75 | 75 | 15 | 11 | Card printers | カードプリンター |  | 90-65-10/340 Card printers; |  | Card printers are described by characteristics such as format, print and laminate. An example use may be within an access control system.
Pr_75_75_15_14 | 75 | 75 | 15 | 14 | Combined photocopier-printer-scanners | コピー機とプリンターとスキャナーを組み合わせたもの
Pr_75_75_15_15 | 75 | 75 | 15 | 15 | Computer keyboards | コンピューターのキーボード |  | 90-65-10/320 Keyboard; |  | Keyboard are described by characteristics such as format and features. An example use may be within a building monitoring and management system.
Pr_75_75_15_16 | 75 | 75 | 15 | 16 | Computer monitors | コンピューターモニター |  | 90-65-10/330 Monitors; |  | Monitors are described by characteristics such as format, size (nominal diagonal) and resolution. An example use may be within a building monitoring and management system.
Pr_75_75_15_17 | 75 | 75 | 15 | 17 | Computer mouse | コンピューターのマウス
Pr_75_75_15_21 | 75 | 75 | 15 | 21 | Desktop computers | デスクトップコンピュータ |  | 90-65-10/310 Personal computers; |  | Personal computers are described by characteristics such as processor, ram and hard disk. An example use may be within a building monitoring and management system.
Pr_75_75_15_22 | 75 | 75 | 15 | 22 | Digital cameras | デジタルカメラ |  | 90-65-10/360 Digital cameras; |  | Digital cameras are described by characteristics such as effective pixels, focal range and zoom.
Pr_75_75_15_24 | 75 | 75 | 15 | 24 | Display screen monitors | ディスプレイ画面モニター
Pr_75_75_15_36 | 75 | 75 | 15 | 36 | Hard disk drives | ハード・ディスク・ドライブ
Pr_75_75_15_45 | 75 | 75 | 15 | 45 | Keyboard extenders | キーボードエクステンダー
Pr_75_75_15_46 | 75 | 75 | 15 | 46 | Laptop computers | ノートパソコン
Pr_75_75_15_63 | 75 | 75 | 15 | 63 | Photocopiers | 複写機
Pr_75_75_15_66 | 75 | 75 | 15 | 66 | Printers | プリンター |  | 90-65-10/350 Printers; |  | Printers are described by characteristics such as format, print functions and scan functions. An example use may be within a swimming pool timing and scoring system.
Pr_75_75_15_76 | 75 | 75 | 15 | 76 | Scanners | スキャナー
Pr_75_75_15_80 | 75 | 75 | 15 | 80 | Servers | サーバー
Pr_75_75_15_84 | 75 | 75 | 15 | 84 | Slot card cages | スロットカードケージ
Pr_75_75_15_87 | 75 | 75 | 15 | 87 | Tablet computers | タブレットコンピュータ
Pr_75_75_15_90 | 75 | 75 | 15 | 90 | Touchscreen monitors | タッチスクリーンモニター
Pr_75_75_27 | 75 | 75 | 27 |  | Electronic access control products | 電子アクセス制御製品 |  |  |  | Keypads are described by characteristics such as security grading, environmental classification and material and finish. An example use may be within an electronic access control system.
Pr_75_75_27_01 | 75 | 75 | 27 | 01 | Access control digital keypads – stand-alone | アクセス制御デジタルキーパッド?スタンドアロン |  | 90-75-05/365 Keypads; |  | Keypads are described by characteristics such as security grading, environmental classification and material and finish. An example use may be within an electronic access control system.
Pr_75_75_27_03 | 75 | 75 | 27 | 03 | Access control units | 防犯・入退室管理装置（セキュリティゲート） |  | 90-75-05/430 Access control units; |  | Access control system controllers are described by characteristics such as format, rated operational voltage (ue) and rated operational current (in). An example use may be within an e-passport gate system.
Pr_75_75_27_05 | 75 | 75 | 27 | 05 | Active proximity devices | アクティブな近接デバイス |  | 90-75-05/335 Active proximity credentials; |  | Active proximity credentials are described by characteristics such as operating frequency, proximity read range and battery life (minimum). An example use may be within an electronic access control system.
Pr_75_75_27_07 | 75 | 75 | 27 | 07 | Biometric fingerprint readers | 生体認証指紋リーダー |  | 90-75-05/340 Biometric fingerprint readers; |  | Biometric fingerprint readers are described by characteristics such as ingress protection (minimum), rated operational voltage (ue) and rated operational current (in). An example use may be within an access control system.
Pr_75_75_27_08 | 75 | 75 | 27 | 08 | Biometric hand geometry readers | 生体認証ハンドジオメトリリーダー |  | 90-75-05/342 Biometric hand geometry readers; |  | Biometric hand geometry readers are described by characteristics such as security grading, environmental classification and relative humidity (non-condensing). An example use may be within an electronic access control system.
Pr_75_75_27_23 | 75 | 75 | 27 | 23 | Door status monitoring devices | 防犯・入退室管理装置（制御装置） |  | 90-75-05/465 Door status monitoring devices; |  | Door status monitoring devices are described by characteristics such as security grading, environmental classification and device type. An example use may be within an electronic access control system.
Pr_75_75_27_27 | 75 | 75 | 27 | 27 | Emergency door release break glass units | 緊急ドアリリースブレークガラスユニット |  | 90-75-05/480 Emergency break glass units; |  | Emergency break glass units are described by characteristics such as frangible element, protective cover and format. An example use may be within an e-passport gate system.
Pr_75_75_27_28 | 75 | 75 | 27 | 28 | Emergency door release mechanisms | 緊急ドア解放メカニズム |  | 90-75-30-405 Automatic door release mechanisms; |  | Automatic door release mechanisms are described by characteristics such as control type, mounting type and operation. An example use may be within a fire detection and alarm system.
Pr_75_75_27_42 | 75 | 75 | 27 | 42 | Intercom entrance panels | 誘導支援装置（スピーカ形インターホン_集合玄関機・住宅情報盤） |  | 90-75-05/450 Intercom entrance panels; |  | Intercom entrance panels are described by characteristics such as ingress protection (minimum), rated operational voltage (ue) and rated operational current (in). An example use may be within an audio intercom system.
Pr_75_75_27_43 | 75 | 75 | 27 | 43 | Intercom remote handsets | 誘導支援装置（電話形インターホン親機・子機） |  | 90-75-05/460 Intercom remote handsets; |  | Intercom remote handsets are described by characteristics such as audio communication, monitor and door release button. An example use may be within an audio intercom system.
Pr_75_75_27_44 | 75 | 75 | 27 | 44 | Intercom servers | インターコムサーバー
Pr_75_75_27_50 | 75 | 75 | 27 | 50 | Magnetic swipe card readers | 磁気スワイプカードリーダー |  | 90-75-05/350 Magnetic swipe card readers; |  | Magnetic swipe card readers are described by characteristics such as ingress protection (minimum), rated operational voltage (ue) and rated operational current (in). An example use may be within an access control system.
Pr_75_75_27_51 | 75 | 75 | 27 | 51 | Magnetic swipe cards | 磁気スワイプカード |  | 90-75-05/320 Magnetic swipe cards; |  | Magnetic swipe cards are described by characteristics such as standards, manufacturer’s guarantee against electronic failure (minimum) and physical characteristics. An example use may be within an access control system.
Pr_75_75_27_55 | 75 | 75 | 27 | 55 | Multiple-technology cards | マルチテクノロジーカード |  | 90-75-05/310 Multiple technology cards; |  | Multiple technology cards are described by characteristics such as standards, format and printing capability. An example use may be within an access control system.
Pr_75_75_27_57 | 75 | 75 | 27 | 57 | Multiple-technology readers | マルチテクノロジーリーダー |  | 90-75-05/345 Multi-technology readers; |  | Multi-technology readers are described by characteristics such as security grading, environmental classification and material and finish. An example use may be within an electronic access control system.
Pr_75_75_27_60 | 75 | 75 | 27 | 60 | Passive proximity devices | パッシブ近接デバイス
Pr_75_75_27_67 | 75 | 75 | 27 | 67 | Proximity card readers | 近接カードリーダー |  | 90-75-05/360 Proximity readers; |  | Proximity readers are described by characteristics such as ingress protection (minimum), rated operational voltage (ue) and rated operational current (in). An example use may be within an access control system.
Pr_75_75_27_68 | 75 | 75 | 27 | 68 | Proximity cards | 近接カード |  | 90-75-05/330 Proximity cards; |  | Proximity cards are described by characteristics such as standards, format and code. An example use may be within an access control system.
Pr_75_75_27_71 | 75 | 75 | 27 | 71 | Request-to-exit buttons | 終了ボタン |  | 90-75-05/470 Request to exit buttons; |  | Request to exit buttons are described by characteristics such as material, engraving and operation. An example use may be within an e-passport gate system.
Pr_75_75_27_72 | 75 | 75 | 27 | 72 | Request-to-exit detectors | 終了要求検出器 |  | 90-75-05/475 Request to exit detectors; |  | Request to exit detectors are described by characteristics such as security grading, environmental classification and material. An example use may be within an electronic access control system.
Pr_75_75_27_80 | 75 | 75 | 27 | 80 | Smart card readers and writers | スマートカードリーダーおよびライター |  | 90-75-05/370 Smart card readers and writers; |  | Smart card readers and writers are described by characteristics such as ingress protection (minimum), rated operational voltage (ue) and rated operational current (in). An example use may be within an access control system.
Pr_75_75_27_82 | 75 | 75 | 27 | 82 | Smart devices | スマートデバイス
Pr_75_75_30 | 75 | 75 | 30 |  | Fire alarm detection devices and control equipment | 火災警報検知装置および制御装置 |  |  |  | Abs pipe are described by characteristics such as outside diameter and colour. An example use may be within an aspirating smoke detector system.
Pr_75_75_30_01 | 75 | 75 | 30 | 01 | Aspirating sampling pipes | 吸引サンプリングパイプ |  | 90-75-30/312 ABS pipe; |  | Abs pipe are described by characteristics such as outside diameter and colour. An example use may be within an aspirating smoke detector system.
Pr_75_75_30_02 | 75 | 75 | 30 | 02 | Aspirating sampling points | 吸引サンプリングポイント
Pr_75_75_30_03 | 75 | 75 | 30 | 03 | Aspirating smoke detectors | 吸引煙探知器 |  | 90-75-30/315 Aspirating smoke detectors; |  | Aspirating smoke detection equipment are described by characteristics such as equipment, pipework and sampling points.
Pr_75_75_30_04 | 75 | 75 | 30 | 04 | Aspirating smoke detector units | 吸引煙探知器ユニット
Pr_75_75_30_13 | 75 | 75 | 30 | 13 | Carbon monoxide and heat multi-sensor detectors | 一酸化炭素および熱マルチセンサー検出器 |  | 90-75-30/322 Combined carbon monoxide and heat multi-sensor detectors;
Pr_75_75_30_15 | 75 | 75 | 30 | 15 | Combined smoke and heat detectors | 煙と熱の複合検知器
Pr_75_75_30_20 | 75 | 75 | 30 | 20 | Domestic smoke and carbon monoxide detectors | 家庭用煙と一酸化炭素検知器 |  | 90-75-30/356 Combined smoke and carbon monoxide detectors;
Pr_75_75_30_22 | 75 | 75 | 30 | 22 | Duct smoke detectors | ダクト煙探知機 |  | 90-75-30/327 Duct smoke detectors; |  | Duct smoke detectors are described by characteristics such as detector type, enclosure and controls. An example use may be within a duct smoke detector system.
Pr_75_75_30_28 | 75 | 75 | 30 | 28 | Fire alarm input and output modules | 火災警報入力および出力モジュール |  | 90-75-30/445 Input and output modules; |  | Input and output modules are described by characteristics such as standards, device type and mounting arrangement. An example use may be within a fire detection and alarm systems in non-domestic premises.
Pr_75_75_30_29 | 75 | 75 | 30 | 29 | Fire alarm panels | 自動火災報知装置（表示灯） |  | 90-75-30/380 Fire detection and alarm control and indicating equipment (CIE); |  | Fire detection and alarm control and indicating equipment (cie) are described by characteristics such as main display, zone indication and installed capacity. An example use may be within a fire detection and alarm system.
Pr_75_75_30_30 | 75 | 75 | 30 | 30 | Fire alarm sounders | 非常警報装置（非常ベル） |  | 90-75-30/360 Sounders; |  | Sounders are described by characteristics such as sounder type, sounder cut off time (maximum) and ingress protection standard. An example use may be within a fire detection and alarm system.
Pr_75_75_30_31 | 75 | 75 | 30 | 31 | Fire detection and alarm power supply equipment | 自動火災報知装置（炎感知器） |  | 90-75-30-385 Fire detection and fire alarm power supply equipment; |  | Fire detection and fire alarm power supply equipment are described by characteristics such as standby source, time after which sufficient capacity remains to power the fire alarms for at least 30 minutes and housing. An example use may be within a fire detection and alarm system.
Pr_75_75_30_37 | 75 | 75 | 30 | 37 | Heat alarms | 自動火災報知装置（熱感知器） |  | 90-75-30/352 Heat alarms; |  | Heat alarms are described by characteristics such as class, alarm indicator and power supply. An example use may be within a fire detection and alarm systems in domestic premises.
Pr_75_75_30_41 | 75 | 75 | 30 | 41 | Interface panels | インターフェースパネル
Pr_75_75_30_47 | 75 | 75 | 30 | 47 | Linear heat detectors | 線形熱検出器
Pr_75_75_30_50 | 75 | 75 | 30 | 50 | Manual call points | 自動火災報知装置（発信機） |  | 90-75-30/330 Manual call points; |  | Manual call points are described by characteristics such as operation, frangible element and integral red visual indicator. An example use may be within a fire detection and alarm system.
Pr_75_75_30_52 | 75 | 75 | 30 | 52 | Mimic alarm panels | アラームパネルを模倣する |  | 90-75-30/390 Mimic panels; |  | Mimic panels are described by characteristics such as format, enclosure and functional requirements. An example use may be within a fire detection and alarm system.
Pr_75_75_30_55 | 75 | 75 | 30 | 55 | Multi-sensor detectors | マルチセンサー検出器
Pr_75_75_30_59 | 75 | 75 | 30 | 59 | Optical beam smoke detectors | 光ビーム煙探知機 |  | 90-75-30/335 Optical beam smoke detectors; |  | Optical beam smoke detectors are described by characteristics such as detector type, operating range (minimum) and ingress protection (minimum). An example use may be within a fire detection and alarm system.
Pr_75_75_30_63 | 75 | 75 | 30 | 63 | Point flame detectors | ポイント火炎検出器 |  | 90-75-30/340 Point flame detectors; |  | Point flame detectors are described by characteristics such as mounting, classification and detector type. An example use may be within a fire detection and alarm system.
Pr_75_75_30_64 | 75 | 75 | 30 | 64 | Point heat detectors | ポイントヒートディテクター |  | 90-75-30/345 Point heat detectors; |  | Point heat detectors are described by characteristics such as classification and suffix. An example use may be within a fire detection and alarm system.
Pr_75_75_30_65 | 75 | 75 | 30 | 65 | Point smoke detectors | ポイント煙探知機 |  | 90-75-30/350 Point smoke detectors; |  | Point smoke detectors are described by characteristics such as detector type. An example use may be within a fire detection and alarm system.
Pr_75_75_30_70 | 75 | 75 | 30 | 70 | Radio-linked interface modules | 無線リンクインターフェイスモジュール |  | 90-75-30/420 Radio-linked interface modules; |  | Radio-linked interface modules are described by characteristics such as enclosure, power source and capacity. An example use may be within a fire detection and alarm systems in domestic premises.
Pr_75_75_30_71 | 75 | 75 | 30 | 71 | Remote indicators | リモートインジケーター |  | 90-75-30-410 Remote indicators; |  | Remote indicators are described by characteristics such as lamp, lens and ingress protection (minimum). An example use may be within a fire detection and alarm system.
Pr_75_75_30_77 | 75 | 75 | 30 | 77 | Short-circuit isolators | 短絡アイソレータ |  | 90-75-30/440 Short-circuit isolators; |  | Short-circuit isolators are described by characteristics such as power supply, mounting and indicator type. An example use may be within a fire detection and alarm systems in domestic premises.
Pr_75_75_30_80 | 75 | 75 | 30 | 80 | Smoke alarms | 自動火災報知装置（煙感知器） |  | 90-75-30/354 Smoke alarms; |  | Smoke alarms are described by characteristics such as detector type, alarm indicator and power supply. An example use may be within a fire detection and alarm systems in domestic premises.
Pr_75_75_30_81 | 75 | 75 | 30 | 81 | Smoke and carbon monoxide multi-sensor detectors | 煙と一酸化炭素のマルチセンサー検出器 |  | 90-75-30/324 Combined smoke and carbon monoxide multi-sensor detectors; |  | Combined smoke and carbon monoxide multi-sensor detectors are described by characteristics such as category. An example use may be within a fire detection and alarm systems in non-domestic premises.
Pr_75_75_30_82 | 75 | 75 | 30 | 82 | Smoke and heat multi-sensor detectors | 煙と熱のマルチセンサー検出器 |  | 90-75-30/331 Combined smoke and heat multi-sensor detectors;
Pr_75_75_30_94 | 75 | 75 | 30 | 94 | Vibrating pillow pads | 振動枕パッド |  | 90-75-30/365 Vibrating pillow pads; |  | Vibrating pillow pads are described by characteristics such as pillow pad type, rated voltage and power source. An example use may be within a fire detection and alarm systems in domestic premises.
Pr_75_75_30_95 | 75 | 75 | 30 | 95 | Vibrating radio pager transmitters | 振動無線ポケットベル送信機 |  | 90-75-30/375 Transmitters for vibrating radio pagers; |  | Transmitters for vibrating radio pagers are described by characteristics such as type of licence, power supply and indications.
Pr_75_75_30_96 | 75 | 75 | 30 | 96 | Vibrating radio pagers | 振動ポケットベル |  | 90-75-30/370 Vibrating radio pagers; |  | Vibrating radio pagers are described by characteristics such as type of licence, response time following alarm condition (maximum) and response to fire alarm condition. An example use may be within a fire detection and alarm system.
Pr_75_75_30_97 | 75 | 75 | 30 | 97 | Visual alarm signal devices | 視覚警報信号装置 |  | 90-75-30/415 Visual alarm signal devices; |  | Visual alarm signal devices are described by characteristics such as device type, environment type and category. An example use may be within a fire detection and alarm system.
Pr_75_75_30_98 | 75 | 75 | 30 | 98 | Voice alarm control panels | 拡声装置（減衰器）
Pr_75_75_32 | 75 | 75 | 32 |  | Foreign object debris (FOD) detection equipment | 異物デブリ（FOD）検出装置 |  |  |  | Electro-optical fod detection equipment are described by characteristics such as sensor type, number of sensors and event log.
Pr_75_75_32_27 | 75 | 75 | 32 | 27 | Electro-optical FOD detection equipment | 電気光学FOD検出装置 |  | 90-65-30-300 Electro-optical FOD detection equipment; |  | Electro-optical fod detection equipment are described by characteristics such as sensor type, number of sensors and event log.
Pr_75_75_32_39 | 75 | 75 | 32 | 39 | Hybrid FOD detection equipment | ハイブリッドFOD検出装置 |  | 90-65-30-310 Hybrid FOD detection equipment; |  | Hybrid fod detection equipment are described by characteristics such as sensor type, number of sensors and event log.
Pr_75_75_32_70 | 75 | 75 | 32 | 70 | Radar FOD detection equipment | レーダーFOD検出装置 |  | 90-65-30-305 Radar FOD detection equipment; |  | Radar fod detection equipment are described by characteristics such as sensor type, number of sensors and event log.
Pr_75_75_42 | 75 | 75 | 42 |  | Intruder detection and alarm devices and control equipment | 侵入者検知および警報装置と制御装置 |  |  |  | Acoustic detectors are described by characteristics such as security grading, environmental classification and mounting. An example use may be within an intruder detection and alarm system.
Pr_75_75_42_02 | 75 | 75 | 42 | 02 | Acoustic detectors | 音響検出器 |  | 90-75-40/315 Acoustic detectors; |  | Acoustic detectors are described by characteristics such as security grading, environmental classification and mounting. An example use may be within an intruder detection and alarm system.
Pr_75_75_42_08 | 75 | 75 | 42 | 08 | Beam interruption detectors | ビーム遮断検出器 |  | 90-75-40/320 Beam interruption detectors; |  | Beam interruption detectors are described by characteristics such as security grading, environmental classification and detector type. An example use may be within an intruder detection and alarm system.
Pr_75_75_42_11 | 75 | 75 | 42 | 11 | Capacitive proximity detectors | 容量性近接検出器 |  | 90-75-40/325 Capacitive proximity detectors; |  | Capacitive proximity detectors are described by characteristics such as security grading, environmental classification and mounting. An example use may be within an intruder detection and alarm system.
Pr_75_75_42_16 | 75 | 75 | 42 | 16 | Combined passive infrared and microwave detectors | パッシブ赤外線検出器とマイクロ波検出器の組み合わせ |  | 90-75-40/330 Combined passive infrared and microwave detectors; |  | Combined passive infrared and microwave detectors are described by characteristics such as security grading, environmental classification and mounting. An example use may be within an intruder detection and alarm system.
Pr_75_75_42_17 | 75 | 75 | 42 | 17 | Combined passive infrared and ultrasonic detectors | パッシブ赤外線検出器と超音波検出器の組み合わせ |  | 90-75-40/335 Combined passive infrared and ultrasonic detectors; |  | Combined passive infrared and ultrasonic detectors are described by characteristics such as security grading, environmental classification and mounting. An example use may be within an intruder detection and alarm system.
Pr_75_75_42_22 | 75 | 75 | 42 | 22 | Deliberately operated intruder alarm devices | 意図的に操作された侵入者警報装置 |  | 90-75-40/365 Deliberately operated devices; |  | Deliberately operated devices are described by characteristics such as security grading, environmental classification and device type. An example use may be within an intruder detection and alarm system.
Pr_75_75_42_24 | 75 | 75 | 42 | 24 | Door beam intruder detectors | ドアビーム侵入検知器
Pr_75_75_42_28 | 75 | 75 | 42 | 28 | External intruder alarm sounders | 外部侵入者警報サウンダ |  | 90-75-40/375 External intruder alarm sounders; |  | External intruder alarm sounders are described by characteristics such as security grading, environmental classification and sounder type. An example use may be within an intruder detection and alarm system.
Pr_75_75_42_40 | 75 | 75 | 42 | 40 | Internal electronic intruder alarm sounders | 内部電子侵入者警報サウンダ |  | 90-75-40/380 Internal intruder alarm electronic sounders; |  | Internal intruder alarm electronic sounders are described by characteristics such as security grading, environmental classification and stand by power supply. An example use may be within an intruder detection and alarm system.
Pr_75_75_42_41 | 75 | 75 | 42 | 41 | Intruder alarm panels | 侵入者警報パネル |  | 90-75-40/305 Intruder alarm panels; |  | Intruder alarm panels are described by characteristics such as security grading, environmental classification and controller. An example use may be within an intruder detection and alarm system.
Pr_75_75_42_42 | 75 | 75 | 42 | 42 | Intruder alarm remote keypads | 侵入者警報リモートキーパッド |  | 90-75-40/310 Remote keypads; |  | Remote keypads are described by characteristics such as security grading, environmental classification and control features. An example use may be within an intruder detection and alarm system.
Pr_75_75_42_52 | 75 | 75 | 42 | 52 | Microwave detectors | マイクロ波検出器 |  | 90-75-40/340 Microwave detectors; |  | Microwave detectors are described by characteristics such as security grading, environmental classification and mounting. An example use may be within an intruder detection and alarm system.
Pr_75_75_42_60 | 75 | 75 | 42 | 60 | Passive infrared detectors | パッシブ赤外線検出器 |  | 90-75-40/345 Passive infrared detectors; |  | Passive infrared detectors are described by characteristics such as security grading, environmental classification and mounting. An example use may be within an intruder detection and alarm system.
Pr_75_75_42_67 | 75 | 75 | 42 | 67 | Protective switches | 保護スイッチ |  | 90-75-40/370 Protective switches; |  | Protective switches are described by characteristics such as security grading, environmental classification and device type. An example use may be within an intruder detection and alarm system.
Pr_75_75_42_77 | 75 | 75 | 42 | 77 | Security fog devices | セキュリティフォグデバイス |  | 90-75-40/390 Security fog devices; |  | Security fog devices are described by characteristics such as nozzle type and discharge rate (minimum). An example use may be within an intrusion and hold-up alarm system.
Pr_75_75_42_92 | 75 | 75 | 42 | 92 | Ultrasonic movement detectors | 超音波動き検出器 |  | 90-75-40/350 Ultrasonic detectors; |  | Ultrasonic detectors are described by characteristics such as security grading, environmental classification and mounting. An example use may be within an intruder detection and alarm system.
Pr_75_75_42_94 | 75 | 75 | 42 | 94 | Vibrating intruder alarm pagers | 振動侵入者警報ポケットベル |  | 90-75-40/395 Vibrating pagers; |  | Wireless i and has portable transmitters are described by characteristics such as standards, security grading and environmental classification. An example use may be within an intrusion and hold-up alarm system.
Pr_75_75_42_95 | 75 | 75 | 42 | 95 | Vibration detectors | 振動検出器 |  | 90-75-40/355 Vibration detectors; |  | Vibration detectors are described by characteristics such as security grading, environmental classification and detection range (minimum). An example use may be within an intruder detection and alarm system.
Pr_75_75_42_96 | 75 | 75 | 42 | 96 | Volumetric capacitive detectors | 体積容量検出器 |  | 90-75-40/360 Volumetric capacitive detectors; |  | Volumetric capacitive detectors are described by characteristics such as security grading, environmental classification and mounting. An example use may be within an intruder detection and alarm system.
Pr_75_75_47 | 75 | 75 | 47 |  | Lift control products | リフト制御製品 |  |  |  | Illuminated landing indicators are described by characteristics such as mounting, finish and displays. An example use may be within an electric lift system.
Pr_75_75_47_41 | 75 | 75 | 47 | 41 | Illuminated landing indicators | 着陸インジケーターの点灯 |  | 90-80-60/350 Illuminated landing indicators; |  | Illuminated landing indicators are described by characteristics such as mounting, finish and displays. An example use may be within an electric lift system.
Pr_75_75_47_43 | 75 | 75 | 47 | 43 | Infrared landing controls | 赤外線着陸制御 |  | 90-80-65/400 Infrared landing controls; |  | Infrared landing controls are described by characteristics such as control functions and power supply. An example use may be within a stairlift system.
Pr_75_75_47_46 | 75 | 75 | 47 | 46 | Landing call stations | 着陸コールステーション |  | 90-80-60/340 Landing call stations; |  | Landing call stations are described by characteristics such as call station and control buttons. An example use may be within an electric lift system.
Pr_75_75_50 | 75 | 75 | 50 |  | Monitoring system control products | 監視システム制御製品 |  |  |  | Control matrix are described by characteristics such as video inputs, adjustable dwell time per camera image and switching speed. An example use may be within a cctv system.
Pr_75_75_50_02 | 75 | 75 | 50 | 02 | Alarm interface units | 警報インターフェースユニット
Pr_75_75_50_11 | 75 | 75 | 50 | 11 | Camera control units | カメラ制御ユニット
Pr_75_75_50_14 | 75 | 75 | 50 | 14 | Camera power supply units | カメラ電源ユニット
Pr_75_75_50_22 | 75 | 75 | 50 | 22 | Demagnetizers | 消磁装置
Pr_75_75_50_55 | 75 | 75 | 50 | 55 | Multiplexers | マルチプレクサ
Pr_75_75_50_60 | 75 | 75 | 50 | 60 | Patch panels | パッチパネル
Pr_75_75_50_70 | 75 | 75 | 50 | 70 | Radio frequency (RF) modulators | 無線周波数（RF）変調器
Pr_75_75_50_72 | 75 | 75 | 50 | 72 | Radio frequency identification (RFID) tags | 無線周波数識別（RFID）タグ
Pr_75_75_50_94 | 75 | 75 | 50 | 94 | Video input cards | ビデオ入力カード
Pr_75_75_50_95 | 75 | 75 | 50 | 95 | Video matrix switch controllers | ビデオマトリックススイッチコントローラー |  | 90-75-10/340 Control matrix; |  | Control matrix are described by characteristics such as video inputs, adjustable dwell time per camera image and switching speed. An example use may be within a cctv system.
Pr_75_75_50_96 | 75 | 75 | 50 | 96 | Video output cards | ビデオ出力カード
Pr_75_75_60 | 75 | 75 | 60 |  | Passport control products | パスポート管理製品 |  |  |  | Biometric facial recognition product are described by characteristics such as ingress protection (minimum), rated operational voltage and rated operational current.
Pr_75_75_60_07 | 75 | 75 | 60 | 07 | Biometric facial recognition products | バイオメトリック顔認識製品 |  | 90-75-60/490 Biometric facial recognition product; |  | Biometric facial recognition product are described by characteristics such as ingress protection (minimum), rated operational voltage and rated operational current.
Pr_75_75_60_08 | 75 | 75 | 60 | 08 | Biometric iris recognition products | バイオメトリック虹彩認識製品 |  | 90-75-60/495 Biometric iris recognition product; |  | Biometric iris recognition product are described by characteristics such as ingress protection (minimum), rated operational voltage and rated operational current.
Pr_75_75_60_60 | 75 | 75 | 60 | 60 | Passport readers | パスポートリーダー |  | 90-75-60/355 Passport reader; |  | Passport reader are described by characteristics such as ingress protection (minimum), rated operational voltage and rated operational current.
Pr_75_75_75 | 75 | 75 | 75 |  | Security screening products | セキュリティスクリーニング製品 |  |  |  | Advanced cabin baggage x-ray are described by characteristics such as throughput (minimum), false alarm rate and random alarm rate capability.
Pr_75_75_75_01 | 75 | 75 | 75 | 01 | Advanced cabin baggage x-ray scanners | 高度な機内持ち込み手荷物X線スキャナー |  | 90-75-77/330 Advanced cabin baggage x-ray; |  | Advanced cabin baggage x-ray are described by characteristics such as throughput (minimum), false alarm rate and random alarm rate capability.
Pr_75_75_75_06 | 75 | 75 | 75 | 06 | Back scatter x-ray security scanners | 後方散乱X線セキュリティスキャナー |  | 90-75-77/310 Backscatter x-ray security scanner; |  | Backscatter x-ray security scanner are described by characteristics such as scan cycle time, throughput (minimum) and detection capability.
Pr_75_75_75_28 | 75 | 75 | 75 | 28 | Explosive trace detection equipment | 爆発性痕跡検出装置 |  | 90-75-77/350 Explosive trace detection equipment; |  | Explosive trace detection equipment are described by characteristics such as throughput (minimum), false alarm rate and footprint.
Pr_75_75_75_47 | 75 | 75 | 75 | 47 | Liquid explosive detection equipment | 液体爆発検知装置 |  | 90-75-77/340 Liquid explosive detection equipment; |  | Liquid explosive detection equipment are described by characteristics such as throughput (minimum), false alarm rate and footprint.
Pr_75_75_75_52 | 75 | 75 | 75 | 52 | Millimetre wave security scanners | ミリ波セキュリティスキャナー |  | 90-75-77/305 Millimetre wave security scanner; |  | Millimetre wave security scanner are described by characteristics such as scan cycle time, throughput (minimum) and detection capability.
Pr_75_75_75_96 | 75 | 75 | 75 | 96 | Walk-through metal detectors | ウォークスルー金属探知機 |  | 90-75-77/320 Walk-through metal detector; |  | Walk-through metal detector are described by characteristics such as scan cycle time, interface control and power supply.
Pr_75_75_90 | 75 | 75 | 90 |  | Transmission control products | トランスミッション制御製品 |  |  |  | Telemetry receivers are described by characteristics such as format, control signal type and inputs. An example use may be within a cctv system.
Pr_75_75_90_16 | 75 | 75 | 90 | 16 | Converter receivers | コンバーターレシーバー
Pr_75_75_90_17 | 75 | 75 | 90 | 17 | Converter senders | コンバーターの送信者
Pr_75_75_90_27 | 75 | 75 | 90 | 27 | Encoders and decoders | エンコーダーとデコーダー
Pr_75_75_90_30 | 75 | 75 | 90 | 30 | Fibre receivers | ファイバーレシーバー
Pr_75_75_90_31 | 75 | 75 | 90 | 31 | Fibre transmitters | ファイバートランスミッター
Pr_75_75_90_41 | 75 | 75 | 90 | 41 | Infrared receivers | 赤外線レシーバー
Pr_75_75_90_42 | 75 | 75 | 90 | 42 | Infrared transmitters | 赤外線送信機
Pr_75_75_90_50 | 75 | 75 | 90 | 50 | Microwave transmission beacons | マイクロ波送信ビーコン
Pr_75_75_90_52 | 75 | 75 | 90 | 52 | Microwave transmitters | マイクロ波送信機
Pr_75_75_90_65 | 75 | 75 | 90 | 65 | Protocol converters | プロトコルコンバーター
Pr_75_75_90_70 | 75 | 75 | 90 | 70 | Radio interface units | 無線インターフェースユニット
Pr_75_75_90_71 | 75 | 75 | 90 | 71 | Radio receivers | ラジオ受信機
Pr_75_75_90_78 | 75 | 75 | 90 | 78 | Sender modules | 送信モジュール
Pr_75_75_90_88 | 75 | 75 | 90 | 88 | Telemetry receivers | テレメトリー受信機 |  | 90-75-10/360 Telemetry receivers; |  | Telemetry receivers are described by characteristics such as format, control signal type and inputs. An example use may be within a cctv system.
Pr_75_75_90_89 | 75 | 75 | 90 | 89 | Telemetry senders | テレメトリ送信者
Pr_75_75_90_90 | 75 | 75 | 90 | 90 | Telemetry transmitters | テレメトリー送信機 |  | 90-75-10/350 Telemetry transmitters; |  | Telemetry transmitters are described by characteristics such as control functions, alarm inputs and control keyboard. An example use may be within a cctv system.
Pr_75_75_90_91 | 75 | 75 | 90 | 91 | Transmission modules | 伝送モジュール
Pr_75_75_90_94 | 75 | 75 | 90 | 94 | Video receivers | ビデオレシーバー
Pr_75_75_90_95 | 75 | 75 | 90 | 95 | Video transmitters | ビデオ送信機
Pr_75_75_94 | 75 | 75 | 94 |  | Voice alarm and emergency voice communication equipment | 音声警報および緊急音声通信機器 |  |  |  | Ambient noise sensing controllers are described by characteristics such as standards, enclosure and integral led status indicator. An example use may be within a voice alarm system.
Pr_75_75_94_03 | 75 | 75 | 94 | 03 | Ambient noise sensing controllers | 周囲騒音検知コントローラー |  | 90-70-10/315 Ambient noise sensing controllers; |  | Ambient noise sensing controllers are described by characteristics such as standards, enclosure and integral led status indicator. An example use may be within a voice alarm system.
Pr_75_75_94_11 | 75 | 75 | 94 | 11 | Cabinet voice alarm loudspeakers | キャビネット音声警報スピーカー |  | 90-70-10/325 Voice alarm loudspeakers; |  | Voice alarm loudspeakers are described by characteristics such as standards, loudspeaker type and enclosure. An example use may be within a voice alarm system.
Pr_75_75_94_15 | 75 | 75 | 94 | 15 | Ceiling-mounted voice alarm loudspeakers | 非常警報装置（スピーカ） |  | 90-70-10/326 Ceiling mounted voice alarm loudspeakers; |  | Ceiling mounted voice alarm loudspeakers are described by characteristics such as diameter, loudspeaker type and frequency response. An example use may be within a voice alarm system.
Pr_75_75_94_19 | 75 | 75 | 94 | 19 | Column voice alarm loudspeakers | コラム音声警報スピーカー |  | 90-70-10/328 Column voice alarm loudspeakers; |  | Column voice alarm loudspeakers are described by characteristics such as dimensions, loudspeaker type and frequency response. An example use may be within a voice alarm system.
Pr_75_75_94_22 | 75 | 75 | 94 | 22 | Disabled refuge master stations | 身障者用避難所 |  | 90-70-05/370 Disabled refuge master station; |  | Disabled refuge master station are described by characteristics such as mounting, communication interface and accessories. An example use may be within an emergency voice communication system.
Pr_75_75_94_23 | 75 | 75 | 94 | 23 | Disabled refuge outstations | 障害者の避難所 |  | 90-70-05/340 Disabled refuge outstations; |  | Disabled refuge outstations are described by characteristics such as mounting and accessories. An example use may be within an emergency voice communication system.
Pr_75_75_94_27 | 75 | 75 | 94 | 27 | Emergency voice communication radio-based equipment | 緊急音声通信無線ベースの機器 |  | 90-70-05/310 Radio based equipment for emergency voice communication; |  | Radio based equipment for emergency voice communication are described by characteristics such as standards and power supply. An example use may be within an emergency voice communication system.
Pr_75_75_94_37 | 75 | 75 | 94 | 37 | Horn voice alarm loudspeakers | ホーン音声警報スピーカー |  | 90-70-10/329 Horn voice alarm loudspeakers; |  | Horn voice alarm loudspeakers are described by characteristics such as loudspeaker type, rated voltage and frequency response. An example use may be within a voice alarm system.
Pr_75_75_94_41 | 75 | 75 | 94 | 41 | Input cards | 入力カード
Pr_75_75_94_58 | 75 | 75 | 94 | 58 | Output cards | 出力カード
Pr_75_75_94_60 | 75 | 75 | 94 | 60 | Paging microphones | ページングマイク |  | 90-70-10/322 Voice alarm paging microphones; |  | Voice alarm paging microphones are described by characteristics such as rated voltage, loudspeaker zones and microphone. An example use may be within a voice alarm system.
Pr_75_75_94_70 | 75 | 75 | 94 | 70 | Radio microphones | ラジオマイク
Pr_75_75_94_72 | 75 | 75 | 94 | 72 | Radio public address interface boards | 無線パブリックアドレスインターフェイスボード
Pr_75_75_94_74 | 75 | 75 | 94 | 74 | Refuge point master stations | 避難所マスターステーション
Pr_75_75_94_76 | 75 | 75 | 94 | 76 | Refuge point outstations | 避難所アウトステーション
Pr_75_75_94_93 | 75 | 75 | 94 | 93 | Voice alarm control console | 音声警報制御コンソール
Pr_75_75_94_94 | 75 | 75 | 94 | 94 | Voice alarm controller microphones | 音声アラームコントローラマイク
Pr_75_75_94_95 | 75 | 75 | 94 | 95 | Voice alarm controllers | 音声警報コントローラー |  | 90-70-10/305 Voice alarm controllers; |  | Voice alarm controllers are described by characteristics such as rated voltage, power amplifiers and emergency message generators. An example use may be within a voice alarm system.
Pr_75_75_94_96 | 75 | 75 | 94 | 96 | Voice alarm emergency microphones | 音声警報緊急マイク |  | 90-70-10/320 Emergency microphones; |  | Emergency microphones are described by characteristics such as connectivity, polar pattern and controls. An example use may be within a voice alarm system.
Pr_75_75_94_97 | 75 | 75 | 94 | 97 | Voice alarm power amplifiers | 音声警報パワーアンプ |  | 90-70-10/310 Voice alarm system power amplifiers; |  | Voice alarm system power amplifiers are described by characteristics such as rated power output (per channel rms), signal to noise ratio (minimum) and loudspeaker output impedance. An example use may be within a voice alarm system.
Pr_75_75_94_98 | 75 | 75 | 94 | 98 | Voice alarm power supply units | 音声警報電源ユニット |  | 90-70-10/312 Voice alarm power supply units; |  | Voice alarm power supply units are described by characteristics such as rated voltage, output voltage and rated power output. An example use may be within a voice alarm system.
Pr_80 | 80 |  |  |  | Services and process general products | 一般的な製品のサービスとプロセス
Pr_80_51 | 80 | 51 |  |  | Measuring and metering products | 製品の測定と計量
Pr_80_51_30 | 80 | 51 | 30 |  | Measuring flumes | 水路の測定 |  |  |  | Cutthroat flume are described by characteristics such as material, connections and dimensions.
Pr_80_51_30_20 | 80 | 51 | 30 | 20 | Cut-throat flumes | カットスロート水路 |  | 90-65-28/340 Cutthroat flume; |  | Cutthroat flume are described by characteristics such as material, connections and dimensions.
Pr_80_51_30_38 | 80 | 51 | 30 | 38 | HS/ H/ HL flumes | HS / H / HLフリューム |  | 90-65-28/320 HS/H/HL flume; |  | Hs/h/hl flume are described by characteristics such as class, material and connections.
Pr_80_51_30_52 | 80 | 51 | 30 | 52 | Montana flumes | モンタナ水路 |  | 90-65-28/350 Montana flume; |  | Montana flume are described by characteristics such as material, connections and throat width.
Pr_80_51_30_60 | 80 | 51 | 30 | 60 | Palmer-Bowlus flumes | Palmer-Bowlus flumes |  | 90-65-28/310 Palmer-bowlus flume; |  | Palmer-bowlus flume are described by characteristics such as material, bulkhead connection and style.
Pr_80_51_30_61 | 80 | 51 | 30 | 61 | Parshall flumes | パーシャルフリューム |  | 90-65-28/300 Parshall flume; |  | Parshall flume are described by characteristics such as material, connections and throat width.
Pr_80_51_30_70 | 80 | 51 | 30 | 70 | RBC flumes | RBCフリューム |  | 90-65-28/360 RBC flume; |  | Rbc flume are described by characteristics such as material, wing wall transitions and size.
Pr_80_51_30_90 | 80 | 51 | 30 | 90 | Trapezoidal flumes | 台形フリューム |  | 90-65-28/330 Trapezoidal flume; |  | Trapezoidal flume are described by characteristics such as material, connections and size.
Pr_80_51_30_94 | 80 | 51 | 30 | 94 | Venturi flumes | ベンチュリー管 |  | 90-65-28/370 Venturi flume; |  | Venturi flume are described by characteristics such as material, connections and throat width.
Pr_80_51_46 | 80 | 51 | 46 |  | Liquid flowmeters | 液体流量計 |  |  |  | Coriolis flowmeter are described by characteristics such as flow rate, pressure and response time (maximum).
Pr_80_51_46_15 | 80 | 51 | 46 | 15 | Coriolis flowmeters | 熱量計 |  | 90-65-47/305 Coriolis flowmeter; |  | Coriolis flowmeter are described by characteristics such as flow rate, pressure and response time (maximum).
Pr_80_51_46_27 | 80 | 51 | 46 | 27 | Electromagnetic flowmeters | 電磁流量計 |  | 90-65-47/310 Electromagnetic flowmeter; |  | Electromagnetic flowmeter are described by characteristics such as flow rate, pressure and response time (maximum).
Pr_80_51_46_55 | 80 | 51 | 46 | 55 | Multiphase flowmeters | 多相流量計 |  | 90-65-47/315 Multiphase flowmeter; |  | Multiphase flowmeter are described by characteristics such as flow rate, pressure and response time (maximum).
Pr_80_51_46_66 | 80 | 51 | 46 | 66 | Primary flow differential pressure flowmeters | 一次流量差圧流量計 |  | 90-65-47/320 Primary flow differential pressure flowmeter; |  | Primary flow differential pressure flowmeter are described by characteristics such as flow rate, operating pressure and response time (maximum).
Pr_80_51_46_73 | 80 | 51 | 46 | 73 | Rotary piston flowmeters | ロータリーピストン流量計 |  | 90-65-47/350 Rotary piston flowmeter; |  | Rotary piston flowmeter are described by characteristics such as flow rate, pressure and response time (maximum).
Pr_80_51_46_85 | 80 | 51 | 46 | 85 | Swirl flowmeters | スワール流量計 |  | 90-65-47/340 Swirl flowmeter; |  | Swirl flowmeter are described by characteristics such as fluid (aggregate state), flow rate and density.
Pr_80_51_46_88 | 80 | 51 | 46 | 88 | Thermal mass flowmeters | 熱式質量流量計 |  | 90-65-47/325 Thermal mass flowmeter; |  | Thermal mass flowmeter are described by characteristics such as mass flow rate, operating pressure and response time (maximum).
Pr_80_51_46_92 | 80 | 51 | 46 | 92 | Ultrasonic flowmeters | 超音波流量計 |  | 90-65-47/345 Ultrasonic flowmeter; |  | Ultrasonic flowmeter are described by characteristics such as flow rate, pressure and response time (maximum).
Pr_80_51_51 | 80 | 51 | 51 |  | Metering and test products | 計量およびテスト製品 |  |  |  | Analogue metering equipment are described by characteristics such as metering functions and mounting.
Pr_80_51_51_04 | 80 | 51 | 51 | 04 | Analogue metering equipment | アナログ計測機器 |  | 90-65-55/310 Analogue metering equipment; |  | Analogue metering equipment are described by characteristics such as metering functions and mounting.
Pr_80_51_51_05 | 80 | 51 | 51 | 05 | Ammeters | 電流計
Pr_80_51_51_06 | 80 | 51 | 51 | 06 | Audio frequency induction loop field strength meters | 可聴周波誘導ループ電界強度計 |  | 90-65-55/360 Loop field strength meters; |  | Loop field strength meters are described by characteristics such as format, quantity and frequency response. An example use may be within an audio-frequency-induction-loop system.
Pr_80_51_51_11 | 80 | 51 | 51 | 11 | Call information logging equipment | 通話情報ロギング機器 |  | 90-70-85-380 Call information logging equipment; |  | Call information logging equipment are described by characteristics such as monitoring and reporting facilities and electrical supply. An example use may be within a telecommunications system.
Pr_80_51_51_15 | 80 | 51 | 51 | 15 | Corrosion monitors | 腐食モニター |  | 90-65-55/475 Corrosion monitors; |  | Corrosion monitors are described by characteristics such as mounting type and features.
Pr_80_51_51_19 | 80 | 51 | 51 | 19 | Current transformers | 変流器 |  | 90-65-55/315 Current transformers; |  | Current transformers are described by characteristics such as accuracy classification, format and size.
Pr_80_51_51_21 | 80 | 51 | 51 | 21 | Differential pressure flowmeters | 差圧流量計 |  | 90-15-75/310 Flow meters; |  | Flow meters are described by characteristics such as size. An example use may be within a pool water treatment system.
Pr_80_51_51_22 | 80 | 51 | 51 | 22 | Digital metering equipment | デジタル計測機器 |  | 90-65-55/320 Digital metering equipment; |  | Digital metering equipment are described by characteristics such as display, metering functions and mounting.
Pr_80_51_51_23 | 80 | 51 | 51 | 23 | Digital multifunction metering equipment | デジタル多機能計量機器 |  | 90-65-55/325 Digital multifunction metering equipment; |  | Digital multifunction metering equipment are described by characteristics such as display type, ingress protection (minimum) and metering functions.
Pr_80_51_51_28 | 80 | 51 | 51 | 28 | Energy meters | エネルギーメーター
Pr_80_51_51_30 | 80 | 51 | 51 | 30 | Frequency meters | 周波数計
Pr_80_51_51_32 | 80 | 51 | 51 | 32 | Fuel meters | 燃料メーター |  | 90-65-55-410 Fuel meters; |  | Fuel meters are described by characteristics such as type of fuel, flow rate and size. An example use may be within a petrol supply system.
Pr_80_51_51_33 | 80 | 51 | 51 | 33 | Gas meters | ガスメーター |  | 90-65-55-400 Secondary gas meters; |  | Secondary gas meters are described by characteristics such as standards, accessories and housing type. An example use may be within a biogas system.
Pr_80_51_51_37 | 80 | 51 | 51 | 37 | Heat meters | 熱量計 |  | 90-65-55/430 Heat meters; |  | Heat meters are described by characteristics such as format, display and orientation.
Pr_80_51_51_50 | 80 | 51 | 51 | 50 | Mass flowmeters | 質量流量計 |  | 90-65-55/420 Oil meters; |  | Oil meters are described by characteristics such as class of oil, flow rate and size. An example use may be within a fuel oil supply system.
Pr_80_51_51_57 | 80 | 51 | 51 | 57 | Ohm meters | オームメートル
Pr_80_51_51_58 | 80 | 51 | 51 | 58 | Oil meters | 油量計
Pr_80_51_51_60 | 80 | 51 | 51 | 60 | Phase meters | 位相計
Pr_80_51_51_62 | 80 | 51 | 51 | 62 | Piezometers | ピエゾメーター |  | 45-90-90/310 Survey instruments; |  | Survey instruments are described by characteristics such as instrumentation, equipment calibration and site use calibration.
Pr_80_51_51_63 | 80 | 51 | 51 | 63 | Power factor meters | 力率計
Pr_80_51_51_64 | 80 | 51 | 51 | 64 | Portable gas monitors | ポータブルガスモニター |  | 90-75-45/330 Portable gas detectors; |  | Portable gas detectors are described by characteristics such as standards, hazardous area classification and ingress protection (minimum).
Pr_80_51_51_65 | 80 | 51 | 51 | 65 | Portable leak monitors | ポータブルリークモニター
Pr_80_51_51_66 | 80 | 51 | 51 | 66 | Portable moisture monitors | ポータブル水分モニター
Pr_80_51_51_67 | 80 | 51 | 51 | 67 | Pressure meters | 圧力計
Pr_80_51_51_80 | 80 | 51 | 51 | 80 | Soil moisture monitors | 土壌水分モニター
Pr_80_51_51_92 | 80 | 51 | 51 | 92 | Ultrasonic flowmeters | 超音波流量計 |  | 90-65-55/440 Orifice plate flow meters; |  | Orifice plate flow meters are described by characteristics such as format, sizes and connections. An example use may be within a steam and condensate system.
Pr_80_51_51_93 | 80 | 51 | 51 | 93 | Vapour meters | 蒸気メーター |  | 90-30-50/390 Vapour meters; |  | Vapour meters are described by characteristics such as vapour meter type and material. An example use may be within an lpg supply system.
Pr_80_51_51_94 | 80 | 51 | 51 | 94 | Variable area flowmeters | 可変面積流量計 |  | 90-65-47/330 Variable area flowmeter; |  | Variable area flowmeter are described by characteristics such as flow rate, operating pressure and response time (maximum).
Pr_80_51_51_95 | 80 | 51 | 51 | 95 | Voltmeters | 電圧計
Pr_80_51_51_96 | 80 | 51 | 51 | 96 | Vortex flowmeters | 渦流量計 |  | 90-65-47/335 Vortex flowmeter; |  | Vortex flowmeter are described by characteristics such as fluid (aggregate state), flow rate and density.
Pr_80_51_51_97 | 80 | 51 | 51 | 97 | Water meters | 量水器 |  | 90-65-55/470 Water meters; |  | Water meters are described by characteristics such as format, size and pressure class. An example use may be within a cold water supply system.
Pr_80_51_51_98 | 80 | 51 | 51 | 98 | Wattmeters | 電力計
Pr_80_51_70 | 80 | 51 | 70 |  | Measuring products | 測定製品
Pr_80_51_70_22 | 80 | 51 | 70 | 22 | Digital straight edge gauges | デジタルストレートエッジゲージ
Pr_80_51_70_33 | 80 | 51 | 70 | 33 | Gauge boards | ゲージボード
Pr_80_51_70_44 | 80 | 51 | 70 | 44 | Junction work gauges | ジャンクションワークゲージ
Pr_80_51_70_64 | 80 | 51 | 70 | 64 | Platform gauges | プラットフォームゲージ
Pr_80_51_70_85 | 80 | 51 | 70 | 85 | Straight edge gauges | ストレートエッジゲージ
Pr_80_51_70_88 | 80 | 51 | 70 | 88 | Track geometry trolleys | ジオメトリトロリーの追跡
Pr_80_51_70_89 | 80 | 51 | 70 | 89 | Track gauges | トラックゲージ
Pr_80_51_70_90 | 80 | 51 | 70 | 90 | Tunnel gauges | トンネルゲージ
Pr_80_51_85 | 80 | 51 | 85 |  | Structural instrumentation and monitoring products | 構造計装および監視製品 |  |  |  | Crack gauge are described by characteristics such as type of crack gauge, material and gauge length (minimum).
Pr_80_51_85_01 | 80 | 51 | 85 | 01 | Accelerometers | 加速度計
Pr_80_51_85_18 | 80 | 51 | 85 | 18 | Crack gauges | クラックゲージ |  | 90-65-84/345 Crack gauge; |  | Crack gauge are described by characteristics such as type of crack gauge, material and gauge length (minimum).
Pr_80_51_85_21 | 80 | 51 | 85 | 21 | Data loggers | データロガー |  | 90-65-84/365 Data logger; |  | Data logger are described by characteristics such as electrical requirements, backup facilities and data format.
Pr_80_51_85_27 | 80 | 51 | 85 | 27 | Electrolevel sensor and microelectromechanical units | 電気レベルセンサーと微小電気機械ユニット |  | 90-65-84/330 Electrolevel sensor and microelectromechanical systems; |  | Electrolevel sensor and microelectromechanical systems are described by characteristics such as manufacturer's calibration certificate, electrolevel beam material and accuracy (minimum).
Pr_80_51_85_28 | 80 | 51 | 85 | 28 | Extensometers | 伸び計 |  | 90-65-84/355 Extensometer; |  | Extensometer are described by characteristics such as type of extensometer, gauge length (minimum) and operating temperature range.
Pr_80_51_85_41 | 80 | 51 | 85 | 41 | Inclinometers | 傾斜計 |  | 90-65-84/350 Inclinometer; |  | Inclinometer are described by characteristics such as type of inclinometer, probe and casing.
Pr_80_51_85_45 | 80 | 51 | 85 | 45 | Linear movement detectors | 直線運動検出器
Pr_80_51_85_46 | 80 | 51 | 85 | 46 | Liquid level gauges | 水面計、油面計 |  | 90-65-84/325 Liquid level gauge; |  | Liquid level gauge are described by characteristics such as linear variable differential transformer displacement transducer, accuracy and air compensation.
Pr_80_51_85_47 | 80 | 51 | 85 | 47 | Load cells | ロードセル |  | 90-65-84/320 Load cell; |  | Load cell are described by characteristics such as configuration, capacity and resolution.
Pr_80_51_85_48 | 80 | 51 | 85 | 48 | Logger box and readout-box | ロガーボックスと読み出しボックス |  | 90-65-84/360 Logger box and readout box; |  | Logger box and readout box are described by characteristics such as cable entries, durability and lockable sealed doors.
Pr_80_51_85_66 | 80 | 51 | 85 | 66 | Precise levels | レベル測定器 |  | 90-65-84/305 Precise level; |  | Precise level are described by characteristics such as operation, accuracy and manufacturer's calibration certificate.
Pr_80_51_85_84 | 80 | 51 | 85 | 84 | Strain gauges | ひずみゲージ |  | 90-65-84/315 Strain gauge; |  | Strain gauge are described by characteristics such as type of strain gauge, strain gauge capacities and strain gauge characteristics.
Pr_80_51_85_87 | 80 | 51 | 85 | 87 | Tape extensometers | テープ伸び計 |  | 90-65-84/310 Tape extensometer; |  | Tape extensometer are described by characteristics such as range (minimum), material and hole pitch.
Pr_80_51_85_88 | 80 | 51 | 85 | 88 | Tilt meters | チルトメーター |  | 90-65-84/335 Tilt meter; |  | Tilt meter are described by characteristics such as type of tilt meter, resolution (minimum) and measuring range (minimum).
Pr_80_51_85_90 | 80 | 51 | 85 | 90 | Total stations | トータルステーション |  | 90-65-84/300 Total station; |  | Total station are described by characteristics such as total station accuracy, power supply and manufacturers calibration certificate.
Pr_80_51_96 | 80 | 51 | 96 |  | Weighbridge products | 計量ブリッジ製品 |  |  |  | Above ground weighbridge are described by characteristics such as type of weighbridge, deck surface and main beams.
Pr_80_51_96_00 | 80 | 51 | 96 | 00 | Above-ground weighbridges | 地上の計量台 |  | 90-65-95/305 Above ground weighbridge; |  | Above ground weighbridge are described by characteristics such as type of weighbridge, deck surface and main beams.
Pr_80_51_96_32 | 80 | 51 | 96 | 32 | Fully in-ground weighbridges | 完全に地下の計量台 |  | 90-65-95/315 Fully inground weighbridge; |  | Fully inground weighbridge are described by characteristics such as type of weighbridge, deck surface and main beams.
Pr_80_51_96_55 | 80 | 51 | 96 | 55 | Multiple deck weighbridges | 複数のデッキウェイブリッジ |  | 90-65-95/325 Multiple deck weighbridge; |  | Multiple deck weighbridge are described by characteristics such as deck surface, main beams and ramp.
Pr_80_51_96_71 | 80 | 51 | 96 | 71 | Relocatable weighbridges | 再配置可能なウェイブリッジ |  | 90-65-95/320 Relocatable weighbridge; |  | Relocatable weighbridge are described by characteristics such as type of weighbridge, deck surface and main beams.
Pr_80_51_96_77 | 80 | 51 | 96 | 77 | Semi-pit weighbridges | セミピットウェイブリッジ |  | 90-65-95/310 Semi-pit weighbridge; |  | Semi-pit weighbridge are described by characteristics such as type of weighbridge, deck surface and main beams.
Pr_80_51_96_96 | 80 | 51 | 96 | 96 | Wheel weigh pads | ホイール計量パッド |  | 90-65-95/330 Wheel weigh pads; |  | Wheel weigh pads are described by characteristics such as pad surface, load capacity and measuring components.
Pr_80_77 | 80 | 77 |  |  | Services support and containment products | サービスサポートおよび封じ込め製品
Pr_80_77_23 | 80 | 77 | 23 |  | Dock shelters | ドックシェルター |  |  |  | Dock shelters are described by characteristics such as third party accreditation, construction and accessories. An example use may be within a loading bay system.
Pr_80_77_23_30 | 80 | 77 | 23 | 30 | Flap dock shelters | フラップドックシェルター |  | 45-25-28/442 Dock shelters; |  | Dock shelters are described by characteristics such as third party accreditation, construction and accessories. An example use may be within a loading bay system.
Pr_80_77_23_31 | 80 | 77 | 23 | 31 | Foam pad (cushion) dock seals | フォームパッド（クッション）ドックシール |  | 45-25-28/442 Dock shelters; |  | Dock shelters are described by characteristics such as third party accreditation, construction and accessories. An example use may be within a loading bay system.
Pr_80_77_23_42 | 80 | 77 | 23 | 42 | Inflatable dock shelters | 膨脹可能なドックシェルター
Pr_80_77_23_70 | 80 | 77 | 23 | 70 | Retractable dock shelters | 格納式ドックシェルター |  | 45-25-28/442 Dock shelters; |  | Dock shelters are described by characteristics such as third party accreditation, construction and accessories. An example use may be within a loading bay system.
Pr_80_77_23_71 | 80 | 77 | 23 | 71 | Rigid dock shelters | 堅いドックの避難所 |  | 45-25-28/442 Dock shelters; |  | Dock shelters are described by characteristics such as third party accreditation, construction and accessories. An example use may be within a loading bay system.
Pr_80_77_23_72 | 80 | 77 | 23 | 72 | Rigid dock shelters with inflatable seals | インフレータブルシール付きの堅固なドックシェルター |  | 45-25-28/442 Dock shelters; |  | Dock shelters are described by characteristics such as third party accreditation, construction and accessories. An example use may be within a loading bay system.
Pr_80_77_27 | 80 | 77 | 27 |  | Equipment boards, racks and supports | 機器ボード、ラック、サポート |  |  |  | Audio visual equipment racks are described by characteristics such as format, rack height and enclosure. An example use may be within a public address system.
Pr_80_77_27_04 | 80 | 77 | 27 | 04 | Audiovisual equipment racks | 視聴覚機器ラック |  | 90-70-25/340 Audio visual equipment racks; |  | Audio visual equipment racks are described by characteristics such as format, rack height and enclosure. An example use may be within a public address system.
Pr_80_77_27_07 | 80 | 77 | 27 | 07 | Ballasted mounting frames for solar modules | 太陽電池モジュール用のバラスト取り付けフレーム |  | 90-90-60-320 Ballasted mounting frame for solar modules; |  | Ballasted mounting frame for solar modules are described by characteristics such as material, tilt angle and dimensions. An example use may be within a solar heating system.
Pr_80_77_27_08 | 80 | 77 | 27 | 08 | Battery shelving racks | バッテリー棚ラック |  | 90-90-60/310 Battery shelving racks; |  | Battery shelving racks are described by characteristics such as arrangement, material and finish. An example use may be within a small scale wind generating system.
Pr_80_77_27_15 | 80 | 77 | 27 | 15 | Channel supports | チャンネルサポート |  | 90-90-60-390 Services supports; |  | Services supports are described by characteristics such as support type. An example use may be within a centralized all-air conditioning system.
Pr_80_77_27_31 | 80 | 77 | 27 | 31 | Free-standing mounting frames for solar modules | ソーラーモジュール用の自立型取り付けフレーム |  | 90-90-60-330 Free standing mounting frame for solar modules; |  | Free standing mounting frame for solar modules are described by characteristics such as material, tilt angle and dimensions. An example use may be within a solar heating system.
Pr_80_77_27_33 | 80 | 77 | 27 | 33 | Gauge mounting boards | ゲージ取付板 |  | 90-10-60/385 Gauge mounting boards; |  | Gauge mounting boards are described by characteristics such as arrangement and material. An example use may be within a solar heating system.
Pr_80_77_27_42 | 80 | 77 | 27 | 42 | IT and telecommunications equipment racks | ITおよび通信機器ラック
Pr_80_77_27_51 | 80 | 77 | 27 | 51 | Metal cladding solar module clamps | メタルクラッドソーラーモジュールクランプ |  | 90-90-60-340 Metal cladding solar module clamps; |  | Metal cladding solar module clamps are described by characteristics such as material and clamp type. An example use may be within a solar heating system.
Pr_80_77_27_53 | 80 | 77 | 27 | 53 | Mounting plates | 取り付けプレート
Pr_80_77_27_54 | 80 | 77 | 27 | 54 | Multi-service transit seals | マルチサービス輸送シール
Pr_80_77_27_55 | 80 | 77 | 27 | 55 | Multiple services riser plates | 複数のサービスライザープレート
Pr_80_77_27_72 | 80 | 77 | 27 | 72 | Roof anchors for solar modules | ソーラーモジュールのルーフアンカー |  | 90-90-60-360 Roof anchors for solar modules; |  | Roof anchors for solar modules are described by characteristics such as material and anchor type. An example use may be within a solar heating system.
Pr_80_77_27_73 | 80 | 77 | 27 | 73 | Roof equipment supports | 屋根設備サポート |  | 90-90-60/380 Roof equipment support systems; |  | Roof equipment support systems are described by characteristics such as applications and components. An example use may be within a centralized all-air conditioning system.
Pr_80_77_27_80 | 80 | 77 | 27 | 80 | Solar module support rails | ソーラーモジュールサポートレール |  | 90-90-60/350 Solar module support rails; |  | Solar module support rails are described by characteristics such as material and accessories. An example use may be within a solar heating system.
Pr_80_77_27_91 | 80 | 77 | 27 | 91 | Turbine support structures | タービン支持構造 |  | 90-90-60/370 Turbine support structures; |  | Turbine support structures are described by characteristics such as height, arrangement and steel components. An example use may be within a small scale wind generating system.
Pr_80_77_28 | 80 | 77 | 28 |  | Equipment enclosures, cabinets, boxes and housings | 機器の筐体、キャビネット、ボックス、およびハウジング |  |  |  | Balanced twisted-pair cabling patch panels are described by characteristics such as height, ports with rj-45 outlets and shielding. An example use may be within a data distribution system.
Pr_80_77_28_06 | 80 | 77 | 28 | 06 | Balanced twisted pair cabling patch panels | 平衡ツイストペアケーブルパッチパネル |  | 90-70-25/320 Balanced twisted-pair cabling patch panels; |  | Balanced twisted-pair cabling patch panels are described by characteristics such as height, ports with rj-45 outlets and shielding. An example use may be within a data distribution system.
Pr_80_77_28_07 | 80 | 77 | 28 | 07 | Boundary boxes | 境界ボックス
Pr_80_77_28_08 | 80 | 77 | 28 | 08 | Cable junction boxes | ケーブルジャンクションボックス
Pr_80_77_28_09 | 80 | 77 | 28 | 09 | Cable termination boxes | ケーブル終端ボックス
Pr_80_77_28_10 | 80 | 77 | 28 | 10 | Camera brackets | カメラブラケット |  | 90-75-10/400 Camera brackets; |  | Camera brackets are described by characteristics such as format, material and finish.
Pr_80_77_28_11 | 80 | 77 | 28 | 11 | Camera housings | カメラハウジング
Pr_80_77_28_13 | 80 | 77 | 28 | 13 | Central battery enclosures | 中央バッテリーエンクロージャー |  | 90-60-05-350 Separate central battery enclosures; |  | Separate central battery enclosures are described by characteristics such as enclosure, fan failure alarms and vented batteries safety labelling. An example use may be within a small scale wind generating system.
Pr_80_77_28_16 | 80 | 77 | 28 | 16 | Control circuit device enclosures | 制御回路装置筐体
Pr_80_77_28_21 | 80 | 77 | 28 | 21 | Data equipment cabinets | データ機器キャビネット |  | 90-70-25-310 Data equipment cabinets; |  | Data equipment cabinets are described by characteristics such as format, size and enclosure. An example use may be within a data distribution system.
Pr_80_77_28_22 | 80 | 77 | 28 | 22 | Display monitor housings | ディスプレイハウジング
Pr_80_77_28_24 | 80 | 77 | 28 | 24 | Dry riser landing boxes | ドライライザーランディングボックス |  | 90-35-95/350 Landing valves and boxes for dry risers; |  | Landing valves and boxes for dry risers are described by characteristics such as landing valves, outlet boxes and landing valve type. An example use may be within a dry riser system.
Pr_80_77_28_26 | 80 | 77 | 28 | 26 | Fibre joint enclosures | ファイバージョイントエンクロージャー
Pr_80_77_28_27 | 80 | 77 | 28 | 27 | Fibre-optic patch panels | 光ファイバーパッチパネル |  | 90-70-25/325 Fibre optic patch panels; |  | Fibre optic patch panels are described by characteristics such as arrangement, adaptor plates and splice tray. An example use may be within a data distribution system.
Pr_80_77_28_28 | 80 | 77 | 28 | 28 | Fire equipment cabinets | 消防設備キャビネット |  | 45-35-28/420 Fire equipment cabinets, surface mounted; |  | Fire equipment cabinets, surface mounted are described by characteristics such as material and size. An example use may be within a portable fire extinguisher system.
Pr_80_77_28_29 | 80 | 77 | 28 | 29 | Fire extinguisher cabinets | 消火器キャビネット |  | 45-35-28/410 Fire equipment cabinets, built in; |  | Fire equipment cabinets, built in are described by characteristics such as material and size. An example use may be within a portable fire extinguisher system.
Pr_80_77_28_30 | 80 | 77 | 28 | 30 | Fire hose cabinets | 消防ホースキャビネット
Pr_80_77_28_33 | 80 | 77 | 28 | 33 | Generator enclosures | 発電機筐体 |  | 90-50-35/370 Generator enclosures; |  | Generator enclosures are described by characteristics such as format, material and finish. An example use may be within a reciprocating internal combustion engine driven alternating current generator system.
Pr_80_77_28_46 | 80 | 77 | 28 | 46 | Large fire hydrant surface boxes | 大型消火栓表面ボックス |  | 90-35-95/395 Surface boxes; |  | Surface boxes are described by characteristics such as grade, material and finish. An example use may be within a fire hydrant system.
Pr_80_77_28_47 | 80 | 77 | 28 | 47 | Loudspeaker protective cages | スピーカー保護ケージ |  | 90-70-10/440 Loudspeaker protective cages; |  | Loudspeaker protective cages are described by characteristics such as material and dimensions. An example use may be within a voice alarm system.
Pr_80_77_28_48 | 80 | 77 | 28 | 48 | Loudspeaker rear protective enclosures | スピーカー背面保護エンクロージャー |  | 90-70-10/445 Loudspeaker rear protective enclosures; |  | Loudspeaker rear protective enclosures are described by characteristics such as material, dimensions and smoke and fire hoods. An example use may be within a voice alarm system.
Pr_80_77_28_49 | 80 | 77 | 28 | 49 | Low-voltage switchgear enclosures | 低電圧開閉装置エンクロージャー |  | 90-50-45/394 Enclosures; |  | Enclosures are described by characteristics such as ingress protection (minimum), mechanical protection and dimensions. An example use may be within a building monitoring and management system.
Pr_80_77_28_52 | 80 | 77 | 28 | 52 | Meter cabinets | メーターキャビネット |  | 90-65-55/405 Meter cabinets; |  | Meter cabinets are described by characteristics such as gas meter housing. An example use may be within a biogas system.
Pr_80_77_28_60 | 80 | 77 | 28 | 60 | Padlock and key cabinets | 南京錠とキーキャビネット |  | 45-35-80/390 Padlock and key cabinets; |  | Padlock and key cabinets are described by characteristics such as dimensions, mounting and material. An example use may be within a customized reciprocating internal combustion engine driven alternating current generator system.
Pr_80_77_28_65 | 80 | 77 | 28 | 65 | Power factor correction equipment enclosures | 力率改善機器の筐体
Pr_80_77_28_70 | 80 | 77 | 28 | 70 | Rack cabinets | ラックキャビネット
Pr_80_77_28_77 | 80 | 77 | 28 | 77 | Switchgear enclosures | 開閉装置エンクロージャー
Pr_80_77_28_78 | 80 | 77 | 28 | 78 | Switchgear extension frames | 開閉装置拡張フレーム
Pr_80_77_28_84 | 80 | 77 | 28 | 84 | Surveillance camera brackets | 監視カメラブラケット
Pr_80_77_28_85 | 80 | 77 | 28 | 85 | Surveillance camera housings | 監視カメラハウジング |  | 90-75-10/420 External camera housings; |  | External camera housings are described by characteristics such as shape, material and finish. An example use may be within a cctv system.
Pr_80_77_28_86 | 80 | 77 | 28 | 86 | Telephone enclosures | 電話エンクロージャー |  | 45-35-35/410 Telephone enclosures; |  | Telephone enclosures are described by characteristics such as form, dimensions and material. An example use may be within a general fittings, furnishings and equipment system.
Pr_80_77_28_88 | 80 | 77 | 28 | 88 | Terminal air filter housings | ターミナルエアフィルターハウジング |  | 90-45-10/460 Terminal filter housings; |  | Terminal filter housings are described by characteristics such as housing seals.
Pr_80_77_28_94 | 80 | 77 | 28 | 94 | Valve boxes | 量水器桝、壁埋込型散水栓ボックス
Pr_80_77_28_95 | 80 | 77 | 28 | 95 | Video recorder cabinets | ビデオレコーダーキャビネット |  | 90-70-25/330 Video recorder cabinets; |  | Video recorder cabinets are described by characteristics such as material and lock.
Pr_80_77_28_96 | 80 | 77 | 28 | 96 | Water fire extinguishing inlet boxes | 消火器格納箱 |  | 90-35-95/345 Inlet breechings and boxes; |  | Inlet breechings and boxes are described by characteristics such as arrangement and integral accessories. An example use may be within a dry riser system.
Pr_80_77_28_97 | 80 | 77 | 28 | 97 | Water fire extinguishing surface boxes | 水消火面ボックス |  | 90-35-95/395 Surface boxes; |  | Surface boxes are described by characteristics such as grade, material and finish. An example use may be within a fire hydrant system.
Pr_80_77_28_98 | 80 | 77 | 28 | 98 | Weatherproof equipment enclosures | 全天候型機器エンクロージャ |  | 90-15-40/491 Weatherproof equipment enclosures; |  | Weatherproof equipment enclosures are described by characteristics such as suitability, physical properties and classification. An example use may be within a drip irrigation system.
Pr_80_77_46 | 80 | 77 | 46 |  | Lift enclosures, access and supports | エンクロージャー、アクセス、サポートを持ち上げます |  |  |  | Free standing self supporting shaft are described by characteristics such as material, cladding and guide rails. An example use may be within an electric lift system.
Pr_80_77_46_32 | 80 | 77 | 46 | 32 | Free-standing self-supporting lift shafts | 自立型自立リフトシャフト |  | 90-80-60/330 Free standing self supporting shaft; |  | Free standing self supporting shaft are described by characteristics such as material, cladding and guide rails. An example use may be within an electric lift system.
Pr_80_77_46_46 | 80 | 77 | 46 | 46 | Lift cars | カーリフト |  | 90-80-60/310 Lift cars; |  | Lift cars are described by characteristics such as dimensions, ventilation and comfort cooling. An example use may be within an electric lift system.
Pr_80_77_48 | 80 | 77 | 48 |  | Lighting columns, brackets and bollards | 照明柱、ブラケット、ボラード |  |  |  | Aluminium column luminaire brackets are described by characteristics such as luminaire orientation, projection (nominal) and spigot size (nominal). An example use may be within an amenity lighting system.
Pr_80_77_48_01 | 80 | 77 | 48 | 01 | Aluminium column luminaire brackets | アルミ製カラム照明器具ブラケット |  | 90-60-45-350 Aluminium column luminaire brackets; |  | Aluminium column luminaire brackets are described by characteristics such as luminaire orientation, projection (nominal) and spigot size (nominal). An example use may be within an amenity lighting system.
Pr_80_77_48_02 | 80 | 77 | 48 | 02 | Aluminium lighting bollards | アルミ照明柱 |  | 90-60-45/330 Aluminium lighting pedestals; |  | Aluminium lighting pedestals are described by characteristics such as profile, cross section and height (nominal). An example use may be within an amenity lighting system.
Pr_80_77_48_03 | 80 | 77 | 48 | 03 | Aluminium lighting columns | ポール |  | 90-60-45/310 Aluminium lighting columns; |  | Aluminium lighting columns are described by characteristics such as format, profile and cross section. An example use may be within an amenity lighting system.
Pr_80_77_48_04 | 80 | 77 | 48 | 04 | Aluminium luminaire brackets | アルミ照明器具ブラケット |  | 90-60-45/370 Aluminium luminaire brackets; |  | Aluminium luminaire brackets are described by characteristics such as luminaire orientation, cable entry and fixing. An example use may be within an amenity lighting system.
Pr_80_77_48_05 | 80 | 77 | 48 | 05 | Aluminium base-hinged lighting columns | アルミベースヒンジ式照明柱
Pr_80_77_48_15 | 80 | 77 | 48 | 15 | Concrete lighting bollards | コンクリート照明柱
Pr_80_77_48_16 | 80 | 77 | 48 | 16 | Concrete lighting columns | 電柱 |  | 90-60-45/324 Concrete lighting column; |  | Concrete lighting column are described by characteristics such as concrete, reinforcement and format.
Pr_80_77_48_23 | 80 | 77 | 48 | 23 | Double lighting columns | 二重照明コラム
Pr_80_77_48_55 | 80 | 77 | 48 | 55 | Multiple light columns | 複数のライトカラム
Pr_80_77_48_63 | 80 | 77 | 48 | 63 | Plastics lighting bollards | プラスチック照明ボラード
Pr_80_77_48_64 | 80 | 77 | 48 | 64 | Plastics lighting columns | プラスチック照明柱 |  | 90-60-45/322 Plastics lighting column; |  | Plastics lighting column are described by characteristics such as material, format and profile.
Pr_80_77_48_76 | 80 | 77 | 48 | 76 | Stainless steel base-hinged lighting columns | ステンレス鋼ベースヒンジ照明柱
Pr_80_77_48_78 | 80 | 77 | 48 | 78 | Steel column luminaire brackets | スチールカラム照明器具ブラケット |  | 90-60-45/360 Steel column luminaire brackets; |  | Steel column luminaire brackets are described by characteristics such as luminaire orientation, projection (nominal) and spigot size (nominal). An example use may be within an amenity lighting system.
Pr_80_77_48_79 | 80 | 77 | 48 | 79 | Steel lighting bollards | スチール照明柱 |  | 90-60-45/340 Steel lighting pedestals; |  | Steel lighting pedestals are described by characteristics such as profile, cross section and height (nominal). An example use may be within an amenity lighting system.
Pr_80_77_48_80 | 80 | 77 | 48 | 80 | Steel lighting columns | スチール製照明コラム |  | 90-60-45/320 Steel lighting columns; |  | Steel lighting columns are described by characteristics such as format, profile and cross section. An example use may be within an amenity lighting system.
Pr_80_77_48_81 | 80 | 77 | 48 | 81 | Steel luminaire brackets | スチール照明器具ブラケット |  | 90-60-45/380 Steel luminaire brackets; |  | Steel luminaire brackets are described by characteristics such as luminaire orientation, cable entry and fixing. An example use may be within an amenity lighting system.
Pr_80_77_48_82 | 80 | 77 | 48 | 82 | Steel base-hinged lighting columns | スチールベースヒンジ照明柱
Pr_80_77_76 | 80 | 77 | 76 |  | Services insulation and protection products | サービス絶縁および保護製品 |  |  |  | Calcium silicate insulation preformed sections and slabs are described by characteristics such as form, thermal conductivity and insulation thickness (minimum). An example use may be within a steam and condensate system.
Pr_80_77_76_03 | 80 | 77 | 76 | 03 | Aluminium sheet insulation casing | アルミシート断熱ケーシング
Pr_80_77_76_11 | 80 | 77 | 76 | 11 | Calcium silicate preformed section and slab insulation | ケイ酸カルシウム予備成形セクションとスラブ断熱 |  | 90-90-40/310 Calcium silicate insulation preformed sections and slabs; |  | Calcium silicate insulation preformed sections and slabs are described by characteristics such as form, thermal conductivity and insulation thickness (minimum). An example use may be within a steam and condensate system.
Pr_80_77_76_12 | 80 | 77 | 76 | 12 | Canvas insulation protection | キャンバス絶縁保護 |  | 90-90-40/390 Protection; |  | Protection are described by characteristics such as material and colour.
Pr_80_77_76_13 | 80 | 77 | 76 | 13 | Carbon steel sheet insulation casing | 炭素鋼シート断熱ケーシング |  | 90-90-40/390 Protection; |  | Protection are described by characteristics such as material and colour.
Pr_80_77_76_25 | 80 | 77 | 76 | 25 | Ethylene propylene diene monomer (EPDM) rubber insulation | エチレンプロピレンジエンモノマー（EPDM）ゴム断熱材
Pr_80_77_76_29 | 80 | 77 | 76 | 29 | Flexible elastomeric foam insulation | 柔軟なエラストマー発泡断熱材
Pr_80_77_76_34 | 80 | 77 | 76 | 34 | Glass wool cloth insulation protection | グラスウールクロス絶縁保護 |  | 90-90-40/390 Protection; |  | Protection are described by characteristics such as material and colour.
Pr_80_77_76_47 | 80 | 77 | 76 | 47 | Loadbearing pipeline support insulation | 耐荷重パイプラインサポート絶縁 |  | 90-90-40/485 Insulation at loadbearing pipeline supports; |  | Insulation at loadbearing pipeline supports are described by characteristics such as pipelines carrying fluids at temperature up to 120°c, pipelines carrying fluids at temperatures above 120°c and pipelines carrying cold fluids.
Pr_80_77_76_52 | 80 | 77 | 76 | 52 | Mineral wool duct metal-mesh-faced mattress insulation | ミネラルウールダクトの金属メッシュ面のマットレス断熱材 |  | 90-90-40/320 Metal mesh faced mineral wool mattresses; |  | Metal mesh faced mineral wool mattresses are described by characteristics such as thermal conductivity, insulation thickness (minimum) and accessories. An example use may be within an indirect hot water storage supply system.
Pr_80_77_76_53 | 80 | 77 | 76 | 53 | Mineral wool duct slab insulation | ミネラルウールダクトスラブ断熱材 |  | 90-90-40/340 Mineral wool slabs insulation; |  | Mineral wool slabs insulation are described by characteristics such as form, recycled content and thermal conductivity. An example use may be within an indirect hot water storage supply system.
Pr_80_77_76_54 | 80 | 77 | 76 | 54 | Mineral wool pipe section insulation | ミネラルウールパイプセクション断熱材 |  | 90-90-40/330 Mineral wool pipe section insulation; |  | Mineral wool pipe section insulation are described by characteristics such as recycled content, thermal conductivity and finish. An example use may be within a pumped cold water supply system.
Pr_80_77_76_58 | 80 | 77 | 76 | 58 | Nitrile rubber insulation | ニトリルゴム断熱材 |  | 90-90-40/350 Nitrile rubber insulation; |  | Nitrile rubber insulation are described by characteristics such as form, recycled content and thermal conductivity. An example use may be within a pumped cold water supply system.
Pr_80_77_76_62 | 80 | 77 | 76 | 62 | Phenolic foam insulation | フェノールフォーム断熱材 |  | 90-90-40/360 Phenolic foam insulation; |  | Phenolic foam insulation are described by characteristics such as form, thermal conductivity and finish. An example use may be within a pumped cold water supply system.
Pr_80_77_76_64 | 80 | 77 | 76 | 64 | Polyisobutylene insulation protection | ポリイソブチレン絶縁保護 |  | 90-90-40/390 Protection; |  | Protection are described by characteristics such as material and colour.
Pr_80_77_76_65 | 80 | 77 | 76 | 65 | Polyisocyanurate (PIR) insulation | ポリイソシアヌレート（PIR）絶縁 |  | 90-90-40/370 Polyisocyanurate (PIR) insulation; |  | Polyisocyanurate (pir) insulation are described by characteristics such as form, thermal conductivity and finish.
Pr_80_77_76_76 | 80 | 77 | 76 | 76 | Self-adhesive insulation casing | 粘着性のある絶縁ケーシング |  | 90-90-40/390 Protection; |  | Protection are described by characteristics such as material and colour.
Pr_80_77_76_85 | 80 | 77 | 76 | 85 | Stainless steel sheet insulation casing | ステンレス鋼板断熱ケーシング |  | 90-90-40/390 Protection; |  | Protection are described by characteristics such as material and colour.
Pr_80_77_76_92 | 80 | 77 | 76 | 92 | Unplasticized polyvinylchloride (PVC-U) sheet insulation casing | 非可塑化ポリ塩化ビニル（PVC-U）シート断熱ケーシング |  | 90-90-40/390 Protection; |  | Protection are described by characteristics such as material and colour.
Pr_80_77_76_94 | 80 | 77 | 76 | 94 | Valve and flange insulation | バルブとフランジの絶縁 |  | 90-90-40/480 Insulation for valves and flanges; |  | Insulation for valves and flanges are described by characteristics such as material, form and finish.
Pr_80_77_76_95 | 80 | 77 | 76 | 95 | Valve and flange insulation casing | バルブおよびフランジ断熱ケーシング
Pr_80_77_94 | 80 | 77 | 94 |  | Vibration isolation products | 防振製品 |  |  |  | Compression isolators are described by characteristics such as compression isolators type, colour code and load. An example use may be within a centralized all-air conditioning system.
Pr_80_77_94_15 | 80 | 77 | 94 | 15 | Compression isolators | 圧縮アイソレーター |  | 90-90-95/320 Compression isolators; |  | Compression isolators are described by characteristics such as compression isolators type, colour code and load. An example use may be within a centralized all-air conditioning system.
Pr_80_77_94_30 | 80 | 77 | 94 | 30 | Flexible vibration isolation hoses | フレキシブルジョイント、防振継手、伸縮管継手、ボールジョイント |  | 90-90-95/380 Flexible hoses; |  | Flexible hoses are described by characteristics such as flexible hoses type and connections. An example use may be within a fire hose reel system.
Pr_80_77_94_40 | 80 | 77 | 94 | 40 | Inertia bases | 慣性ベース |  | 90-90-95/360 Inertia bases; |  | Inertia bases are described by characteristics such as inertia bases type, material and reinforcing steelwork and mesh. An example use may be within a fire hose reel system.
Pr_80_77_94_42 | 80 | 77 | 94 | 42 | Isolation hangers | 分離ハンガー |  | 90-90-95/370 Isolation hangers; |  | Isolation hangers are described by characteristics such as isolation hangers type, colour code and load. An example use may be within a centralized all-air conditioning system.
Pr_80_77_94_50 | 80 | 77 | 94 | 50 | Mat mountings | マット取付 |  | 90-90-95/340 Mat mountings; |  | Mat mountings are described by characteristics such as material, stacked mats and cast in situ base. An example use may be within a chilled water system.
Pr_80_77_94_60 | 80 | 77 | 94 | 60 | Pad mountings | パッド取り付け |  | 90-90-95/350 Pad mountings; |  | Pad mountings are described by characteristics such as material. An example use may be within a fire hose reel system.
Pr_80_77_94_65 | 80 | 77 | 94 | 65 | Pneumatic isolation mounts | 空気式絶縁マウント |  | 90-90-95/400 Pneumatic isolation mounts; |  | Pneumatic isolation mounts are described by characteristics such as isolator type, maximum load and maximum deflection. An example use may be within an in situ unreinforced concrete foundation and plinth system.
Pr_80_77_94_74 | 80 | 77 | 94 | 74 | Rubber bellows | ゴムベローズ |  | 90-90-95/390 Rubber bellows; |  | Rubber bellows are described by characteristics such as rubber bellows type, material and connections. An example use may be within a fire hose reel system.
Pr_80_77_94_84 | 80 | 77 | 94 | 84 | Spring isolators | スプリングアイソレーター |  | 90-90-95/330 Spring isolators; |  | Spring isolators are described by characteristics such as spring isolators type, colour code and load. An example use may be within a centralized all-air conditioning system.
Pr_85 | 85 |  |  |  | Process engineering products | プロセスエンジニアリング製品
Pr_85_51 | 85 | 51 |  |  | Milling products | フライス製品
Pr_85_51_34 | 85 | 51 | 34 |  | Grain milling products | 穀物粉砕製品
Pr_85_51_34_51 | 85 | 51 | 34 | 51 | Millstones | ミルストーン
Pr_85_51_51 | 85 | 51 | 51 |  | Mineral milling products | ミネラルミリング製品
Pr_85_51_87 | 85 | 51 | 87 |  | Textile milling products | 繊維加工製品
Pr_85_51_88 | 85 | 51 | 88 |  | Timber milling products | 木材加工製品
Pr_85_73 | 85 | 73 |  |  | Robotic products | ロボット製品
Pr_90 | 90 |  |  |  | Soft facility management products | ソフト施設管理製品

## TE
TE Tools and Equipment - 21 October 2020 - v1.7
Code | Group | Sub group | Section | Object | Title | 機械翻訳byGoogleTranslate(2020.11-BSIJ) | 出典(2020.11-BSIJ) | NBS Code | NRM | 定義Ss, Prのみ
TE_10 | 10 |  |  |  | Formwork | 型枠
TE_10_10 | 10 | 10 |  |  | Wall and floor formwork systems | 壁および床型枠システム
TE_10_10_20 | 10 | 10 | 20 |  | Face contact material | フェイスコンタクト素材
TE_10_10_20_07 | 10 | 10 | 20 | 07 | Beam boxes | ビームボックス
TE_10_10_20_24 | 10 | 10 | 20 | 24 | Draw forms | フォームを描く
TE_10_10_20_30 | 10 | 10 | 20 | 30 | Formwork lining | 型枠ライニング
TE_10_10_20_31 | 10 | 10 | 20 | 31 | Formwork panels | 型枠パネル
TE_10_10_20_46 | 10 | 10 | 20 | 46 | Lap plates | ラッププレート
TE_10_10_20_85 | 10 | 10 | 20 | 85 | Stop end forms | ストップエンドフォーム
TE_10_10_20_97 | 10 | 10 | 20 | 97 | Wrecking strips | レッキングストリップ
TE_10_10_50 | 10 | 10 | 50 |  | Structural members | 構造部材
TE_10_10_50_85 | 10 | 10 | 50 | 85 | Strongbacks | ストロングバック
TE_10_10_50_96 | 10 | 10 | 50 | 96 | Walers | ウェラー
TE_10_10_70 | 10 | 10 | 70 |  | Box-outs | ボックスアウト
TE_10_10_70_16 | 10 | 10 | 70 | 16 | Core forms | コアフォーム
TE_10_10_70_23 | 10 | 10 | 70 | 23 | Door formers | ドアフォーマー
TE_10_10_70_94 | 10 | 10 | 70 | 94 | Void forms | ボイドフォーム
TE_10_10_70_96 | 10 | 10 | 70 | 96 | Window formers | ウィンドウフォーマー
TE_10_40 | 10 | 40 |  |  | Form laying equipment, sheets and accessories | フォーム敷設機器、シート、アクセサリー
TE_10_40_20 | 10 | 40 | 20 |  | Clamps | クランプ
TE_10_40_20_07 | 10 | 40 | 20 | 07 | Beam shutter clamps | ビームシャッタークランプ
TE_10_40_20_16 | 10 | 40 | 20 | 16 | Column shutter clamps | コラムシャッタークランプ
TE_10_40_20_60 | 10 | 40 | 20 | 60 | Panel clamps | パネルクランプ
TE_10_40_20_96 | 10 | 40 | 20 | 96 | Wall shutter clamps | 壁シャッタークランプ
TE_10_40_30 | 10 | 40 | 30 |  | Formwork ties | 型枠の関係
TE_10_40_30_16 | 10 | 40 | 30 | 16 | Coil ties | コイルタイ
TE_10_40_30_36 | 10 | 40 | 30 | 36 | Hanger ties | ハンガーネクタイ
TE_10_40_30_64 | 10 | 40 | 30 | 64 | Pigtail ties | ピグテールネクタイ
TE_10_40_30_80 | 10 | 40 | 30 | 80 | Snap ties | スナップタイ
TE_10_40_30_87 | 10 | 40 | 30 | 87 | Taper ties | テーパーネクタイ
TE_10_40_30_89 | 10 | 40 | 30 | 89 | Tie sleeves | ネクタイスリーブ
TE_10_40_30_90 | 10 | 40 | 30 | 90 | Through ties | 絆を通して
TE_10_40_30_96 | 10 | 40 | 30 | 96 | Water bar ties | ウォーターバーネクタイ
TE_10_40_55 | 10 | 40 | 55 |  | Formwork | 型枠
TE_10_40_55_72 | 10 | 40 | 55 | 72 | Road forms | 型枠
TE_10_40_55_77 | 10 | 40 | 55 | 77 | Sheeting | シート
TE_10_40_55_79 | 10 | 40 | 55 | 79 | Shutters | シャッター
TE_10_40_55_96 | 10 | 40 | 55 | 96 | Wrot | 書いた
TE_10_40_75 | 10 | 40 | 75 |  | Formwork supports | 型枠サポート
TE_10_40_75_87 | 10 | 40 | 75 | 87 | Telescopic floor centres | 伸縮式フロアセンター
TE_10_40_75_89 | 10 | 40 | 75 | 89 | Telescopic props | 伸縮式小道具
TE_10_40_85 | 10 | 40 | 85 |  | Formwork accessories | 型枠アクセサリー
TE_10_40_85_01 | 10 | 40 | 85 | 01 | Access doors | アクセスドア
TE_10_40_85_03 | 10 | 40 | 85 | 03 | Access traps | アクセストラップ
TE_10_40_85_45 | 10 | 40 | 85 | 45 | Keys | キー
TE_10_40_85_96 | 10 | 40 | 85 | 96 | Formwork wedges | 型枠ウェッジ
TE_20 | 20 |  |  |  | Scaffolding, access, shoring and screening | 足場、アクセス、支保工、スクリーニング
TE_20_10 | 20 | 10 |  |  | Complete scaffolding | 完全な足場
TE_20_10_10 | 20 | 10 | 10 |  | Access towers and platforms | アクセスタワーとプラットフォーム
TE_20_10_10_46 | 20 | 10 | 10 | 46 | Ladder towers | はしご塔
TE_20_10_10_52 | 20 | 10 | 10 | 52 | Mobile working towers | モバイルワーキングタワー
TE_20_10_10_54 | 20 | 10 | 10 | 54 | Mobile elevating work platform | モバイル昇降作業プラットフォーム
TE_20_10_10_85 | 20 | 10 | 10 | 85 | Stair towers | 階段塔
TE_20_10_10_86 | 20 | 10 | 10 | 86 | Suspended work platforms | 中断された作業プラットフォーム
TE_20_10_50 | 20 | 10 | 50 |  | Prefabricated scaffold | プレハブの足場
TE_20_10_50_31 | 20 | 10 | 50 | 31 | Frame scaffold | フレーム足場
TE_20_10_50_86 | 20 | 10 | 50 | 86 | System scaffold | システムの足場
TE_20_10_60 | 20 | 10 | 60 |  | Scaffolding | 足場
TE_20_10_60_08 | 20 | 10 | 60 | 08 | Bracket scaffold | ブラケット足場
TE_20_10_60_11 | 20 | 10 | 60 | 11 | Cantilevered scaffold | 片持ち足場
TE_20_10_60_29 | 20 | 10 | 60 | 29 | Facade scaffold | ファサード足場
TE_20_10_60_31 | 20 | 10 | 60 | 31 | Free-standing scaffold | 自立型足場
TE_20_10_60_68 | 20 | 10 | 60 | 68 | Putlog scaffold | Putlogスキャフォールド
TE_20_10_60_85 | 20 | 10 | 60 | 85 | Suspended scaffold | 吊り足場
TE_20_10_60_88 | 20 | 10 | 60 | 88 | Timber scaffold | 木材の足場
TE_20_10_60_90 | 20 | 10 | 60 | 90 | Trestle scaffold | トレッスル足場
TE_20_10_60_91 | 20 | 10 | 60 | 91 | Tube and coupler scaffold | チューブとカプラーの足場
TE_20_30 | 20 | 30 |  |  | Scaffolding parts | 足場パーツ
TE_20_30_10 | 20 | 30 | 10 |  | Access ways | アクセス方法
TE_20_30_20 | 20 | 30 | 20 |  | Cages | ケージ
TE_20_30_30 | 20 | 30 | 30 |  | Guardrails | ガードレール
TE_20_30_30_35 | 20 | 30 | 30 | 35 | Guardboards | ガードボード
TE_20_30_30_41 | 20 | 30 | 30 | 41 | Intermediate guardrails | 中間ガードレール
TE_20_30_30_89 | 20 | 30 | 30 | 89 | Toe boards | トーボード
TE_20_30_40 | 20 | 30 | 40 |  | Frames and framing members | フレームとフレーミングメンバー
TE_20_30_40_46 | 20 | 30 | 40 | 46 | Lateral braces | 横ブレース
TE_20_30_40_48 | 20 | 30 | 40 | 48 | Longitudinal braces | 縦中括弧
TE_20_30_40_59 | 20 | 30 | 40 | 59 | Outriggers | アウトリガー
TE_20_30_40_64 | 20 | 30 | 40 | 64 | Plan braces | 中かっこを計画する
TE_20_30_40_68 | 20 | 30 | 40 | 68 | Putlogs | プットログ
TE_20_30_40_85 | 20 | 30 | 40 | 85 | Standards | 規格
TE_20_30_40_90 | 20 | 30 | 40 | 90 | Transoms | 欄間
TE_20_30_50 | 20 | 30 | 50 |  | Scaffold fittings | 足場継手
TE_20_30_50_03 | 20 | 30 | 50 | 03 | Anchorages | アンカレッジ
TE_20_30_50_06 | 20 | 30 | 50 | 06 | Baseplates | ベースプレート
TE_20_30_50_28 | 20 | 30 | 50 | 28 | Expanding spigots | スピゴットの拡張
TE_20_30_50_48 | 20 | 30 | 50 | 48 | Loose spigots | 緩いスピゴット
TE_20_30_50_60 | 20 | 30 | 50 | 60 | Parallel couplers | パラレルカプラー
TE_20_30_50_68 | 20 | 30 | 50 | 68 | Putlog clips | Putlogクリップ
TE_20_30_50_72 | 20 | 30 | 50 | 72 | Right angle couplers | 直角カプラー
TE_20_30_50_80 | 20 | 30 | 50 | 80 | Sleeve couplers | スリーブカプラー
TE_20_30_50_86 | 20 | 30 | 50 | 86 | Swivel couplers | スイベルカプラー
TE_20_30_50_88 | 20 | 30 | 50 | 88 | Tie members | メンバーを結ぶ
TE_20_30_60 | 20 | 30 | 60 |  | Stabilizers | 安定剤
TE_20_30_60_06 | 20 | 30 | 60 | 06 | Ballast | バラスト
TE_20_30_70 | 20 | 30 | 70 |  | Protection screens | 保護画面
TE_20_30_70_78 | 20 | 30 | 70 | 78 | Sheeting | シート
TE_20_30_80 | 20 | 30 | 80 |  | Work platforms | 作業プラットフォーム
TE_20_30_80_01 | 20 | 30 | 80 | 01 | Adjustable platforms | 調整可能なプラットフォーム
TE_20_40 | 20 | 40 |  |  | Access equipment | アクセス機器
TE_20_40_10 | 20 | 40 | 10 |  | Ladders and steps | はしごと階段
TE_20_40_10_03 | 20 | 40 | 10 | 03 | A-frame ladders | Aフレームはしご
TE_20_40_10_28 | 20 | 40 | 10 | 28 | Extension ladders | はしご延長
TE_20_40_10_38 | 20 | 40 | 10 | 38 | Hop-up steps | ホップアップ手順
TE_20_40_10_64 | 20 | 40 | 10 | 64 | Platform step ladders | プラットフォームステップラダー
TE_20_40_10_66 | 20 | 40 | 10 | 66 | Podium ladders | 表彰台のはしご
TE_20_40_10_85 | 20 | 40 | 10 | 85 | Swing-back step ladders | スイングバックステップラダー
TE_20_40_10_88 | 20 | 40 | 10 | 88 | Telescopic ladders | 伸縮はしご
TE_20_50 | 20 | 50 |  |  | Shoring, planking and strutting | 支保工、板張り、支柱
TE_20_50_65 | 20 | 50 | 65 |  | Shoring and planking | 支保工と板張り
TE_20_50_65_06 | 20 | 50 | 65 | 06 | Baulk timbers | ボーク材
TE_20_50_65_15 | 20 | 50 | 65 | 15 | Cleats | クリート
TE_20_50_65_23 | 20 | 50 | 65 | 23 | Dogs | 犬
TE_20_50_65_30 | 20 | 50 | 65 | 30 | Folding wedges | 折りたたみ式ウェッジ
TE_20_50_65_37 | 20 | 50 | 65 | 37 | Horizontal shores | 水平海岸
TE_20_50_65_56 | 20 | 50 | 65 | 56 | Needles | 針
TE_20_50_65_65 | 20 | 50 | 65 | 65 | Planking timbers | 板張り材
TE_20_50_65_81 | 20 | 50 | 65 | 81 | Shoring wedges | ウェッジの支保工
TE_20_50_65_83 | 20 | 50 | 65 | 83 | Sole plates | ソールプレート
TE_20_50_65_85 | 20 | 50 | 65 | 85 | Straining pieces | ストレインピース
TE_20_50_65_96 | 20 | 50 | 65 | 96 | Wall plates | ウォールプレート
TE_20_50_75 | 20 | 50 | 75 |  | Struts | ストラット
TE_20_50_75_02 | 20 | 50 | 75 | 02 | Adjustable struts | 調節可能な支柱
TE_20_50_75_75 | 20 | 50 | 75 | 75 | Strutting timbers | 気取った材木
TE_20_80 | 20 | 80 |  |  | Temporary screening structures | 一時的なスクリーニング構造
TE_20_80_80 | 20 | 80 | 80 |  | Temporary hoardings | 一時的な買いだめ
TE_20_80_80_28 | 20 | 80 | 80 | 28 | External temporary hoardings | 外部の一時的な買いだめ
TE_20_80_80_41 | 20 | 80 | 80 | 41 | Internal temporary hoardings | 内部の一時的な買いだめ
TE_20_90 | 20 | 90 |  |  | Tube straightening equipment | チューブ矯正装置
TE_30 | 30 |  |  |  | Lifting appliances and conveyors | 吊り上げ器具とコンベヤー
TE_30_10 | 30 | 10 |  |  | Cranes | クレーン
TE_30_10_10 | 30 | 10 | 10 |  | Crane structures | クレーン構造
TE_30_10_10_01 | 30 | 10 | 10 | 01 | Aerial cranes | 空中クレーン
TE_30_10_10_03 | 30 | 10 | 10 | 03 | All-terrain (AT) cranes | 全地形（AT）クレーン
TE_30_10_10_18 | 30 | 10 | 10 | 18 | Crawler cranes | クローラークレーン
TE_30_10_10_30 | 30 | 10 | 10 | 30 | Floating cranes | フローティングクレーン
TE_30_10_10_44 | 30 | 10 | 10 | 44 | Jib cranes | ジブクレーン
TE_30_10_10_47 | 30 | 10 | 10 | 47 | Level luffing cranes | レベルラフクレーン
TE_30_10_10_52 | 30 | 10 | 10 | 52 | Mounted cranes | 取り付けられたクレーン
TE_30_10_10_70 | 30 | 10 | 10 | 70 | Railroad cranes | 鉄道クレーン
TE_30_10_10_74 | 30 | 10 | 10 | 74 | Rough terrain (RT) cranes | 起伏の多い地形（RT）クレーン
TE_30_10_10_76 | 30 | 10 | 10 | 76 | Self-erecting cranes | 自立クレーン
TE_30_10_10_78 | 30 | 10 | 10 | 78 | Sidelift cranes | サイドリフトクレーン
TE_30_10_10_88 | 30 | 10 | 10 | 88 | Telescopic cranes | 伸縮式クレーン
TE_30_10_10_89 | 30 | 10 | 10 | 89 | Tower cranes | タワークレーン
TE_30_10_10_91 | 30 | 10 | 10 | 91 | Turret cranes | タレットクレーン
TE_30_10_50 | 30 | 10 | 50 |  | Crane equipment | クレーン設備
TE_30_10_50_15 | 30 | 10 | 50 | 15 | Concrete skips | コンクリートスキップ
TE_30_10_50_22 | 30 | 10 | 50 | 22 | Demolition balls | 解体ボール
TE_30_10_50_28 | 30 | 10 | 50 | 28 | Excavating crane grabs | クレーングラブの掘削
TE_30_10_50_71 | 30 | 10 | 50 | 71 | Rehandling crane grabs | クレーングラブの再処理
TE_30_10_50_74 | 30 | 10 | 50 | 74 | Rubbish crane buckets | ゴミクレーンバケツ
TE_30_10_50_88 | 30 | 10 | 50 | 88 | Tipping buckets | チップバケット
TE_30_10_50_89 | 30 | 10 | 50 | 89 | Tower crane track | タワークレーントラック
TE_30_30 | 30 | 30 |  |  | Lifts, hoists and winches | リフト、ホイスト、ウインチ
TE_30_30_10 | 30 | 30 | 10 |  | Construction lifts | 建設用リフト
TE_30_30_10_10 | 30 | 30 | 10 | 10 | Lift bottom and landing gates | 底と着陸ゲートを持ち上げる
TE_30_30_10_40 | 30 | 30 | 10 | 40 | Lift cages | ケージを持ち上げる
TE_30_30_10_50 | 30 | 30 | 10 | 50 | Lifting mechanisms | リフト機構
TE_30_30_10_60 | 30 | 30 | 10 | 60 | Lift platforms | リフトプラットフォーム
TE_30_30_10_80 | 30 | 30 | 10 | 80 | Lift safety limiters | 安全リミッターを持ち上げる
TE_30_30_40 | 30 | 30 | 40 |  | Hoists | ホイスト
TE_30_30_40_10 | 30 | 30 | 40 | 10 | Lorry loaders | ローリーローダー
TE_30_30_40_40 | 30 | 30 | 40 | 40 | Mobile hoists | モバイルホイスト
TE_30_30_40_60 | 30 | 30 | 40 | 60 | Rack and pinion dual-use hoists | ラックアンドピニオンデュアルユースホイスト
TE_30_30_40_70 | 30 | 30 | 40 | 70 | Rack and pinion single-use hoists | ラックアンドピニオンシングルユースホイスト
TE_30_30_40_80 | 30 | 30 | 40 | 80 | Scaffold hoists | 足場ホイスト
TE_30_30_60 | 30 | 30 | 60 |  | Lifting platforms | リフティングプラットフォーム
TE_30_30_60_40 | 30 | 30 | 60 | 40 | Portable platforms | ポータブルプラットフォーム
TE_30_30_60_50 | 30 | 30 | 60 | 50 | Self-propelled platforms | 自走式プラットフォーム
TE_30_30_60_60 | 30 | 30 | 60 | 60 | Scissor lifts | シザーリフト
TE_30_30_60_70 | 30 | 30 | 60 | 70 | Telescopic platforms | 伸縮式プラットフォーム
TE_30_30_60_80 | 30 | 30 | 60 | 80 | Trailer mounted platforms | トレーラーに取り付けられたプラットフォーム
TE_30_30_60_90 | 30 | 30 | 60 | 90 | Vehicle mounted platforms | 車載プラットフォーム
TE_30_30_80 | 30 | 30 | 80 |  | Lifting trucks | リフティングトラック
TE_30_30_80_30 | 30 | 30 | 80 | 30 | Lift trucks | リフトトラック
TE_30_30_80_50 | 30 | 30 | 80 | 50 | Manual lift trucks | 手動リフトトラック
TE_30_30_80_70 | 30 | 30 | 80 | 70 | Portal lift trucks | ポータルリフトトラック
TE_30_30_90 | 30 | 30 | 90 |  | Winches | ウインチ
TE_30_30_90_10 | 30 | 30 | 90 | 10 | Double drum friction winches | ダブルドラムフリクションウインチ
TE_30_30_90_70 | 30 | 30 | 90 | 70 | Single drum winches | シングルドラムウインチ
TE_30_50 | 30 | 50 |  |  | Conveying equipment | 運搬装置
TE_30_50_10 | 30 | 50 | 10 |  | Conveyors | コンベヤー
TE_30_50_10_03 | 30 | 50 | 10 | 03 | Apron conveyors | エプロンコンベア
TE_30_50_10_05 | 30 | 50 | 10 | 05 | Auger conveyors | オージェコンベヤ
TE_30_50_10_10 | 30 | 50 | 10 | 10 | Bucket conveyors | バケットコンベヤー
TE_30_50_10_15 | 30 | 50 | 10 | 15 | Conveyor belts | コンベヤベルト
TE_30_50_10_29 | 30 | 50 | 10 | 29 | Factory conveyors | 工場のコンベア
TE_30_50_10_47 | 30 | 50 | 10 | 47 | Link conveyors | リンクコンベア
TE_30_50_10_85 | 30 | 50 | 10 | 85 | Steep incline conveyors | 急傾斜コンベヤ
TE_30_50_10_94 | 30 | 50 | 10 | 94 | Vibrators for material conveying | 材料運搬用バイブレーター
TE_30_50_10_96 | 30 | 50 | 10 | 96 | Weighing conveyors | 計量コンベヤー
TE_30_50_20 | 30 | 50 | 20 |  | Bucket railways | バケット鉄道
TE_30_70 | 30 | 70 |  |  | Lifting and jacking gear | リフティングおよびジャッキギア
TE_30_70_10 | 30 | 70 | 10 |  | Pipe winches | パイプウインチ
TE_30_70_10_33 | 30 | 70 | 10 | 33 | Gantry pipe winches | ガントリーパイプウインチ
TE_30_70_10_78 | 30 | 70 | 10 | 78 | Shear legs pipe winches | せん断脚パイプウインチ
TE_30_70_40 | 30 | 70 | 40 |  | Jacks | ジャックス
TE_30_70_40_11 | 30 | 70 | 40 | 11 | Cable drum jacks | ケーブルドラムジャック
TE_30_70_40_39 | 30 | 70 | 40 | 39 | Hydraulic jacks | 油圧ジャッキ
TE_30_70_40_60 | 30 | 70 | 40 | 60 | Pallet jacks | パレットジャッキ
TE_30_70_40_70 | 30 | 70 | 40 | 70 | Ratchet jacks | ラチェットジャッキ
TE_30_70_50 | 30 | 70 | 50 |  | Lifting mechanisms | リフト機構
TE_30_70_50_12 | 30 | 70 | 50 | 12 | Chain blocks | チェーンブロック
TE_30_70_50_14 | 30 | 70 | 50 | 14 | Lifting chains | リフティングチェーン
TE_30_70_50_45 | 30 | 70 | 50 | 45 | Lifting levers | リフティングレバー
TE_30_70_50_60 | 30 | 70 | 50 | 60 | Pull lifts | リフトを引く
TE_30_70_50_70 | 30 | 70 | 50 | 70 | Lifting ropes | リフティングロープ
TE_30_70_50_80 | 30 | 70 | 50 | 80 | Slings and brothers | スリングと兄弟
TE_30_70_50_95 | 30 | 70 | 50 | 95 | Lifting wires | リフティングワイヤー
TE_40 | 40 |  |  |  | Construction vehicles | 建設車両
TE_40_10 | 40 | 10 |  |  | Lorries and trucks | 大型トラックとトラック
TE_40_10_10 | 40 | 10 | 10 |  | Dumper trucks | ダンパートラック
TE_40_10_10_04 | 40 | 10 | 10 | 04 | Articulated dumpers | 関節式ダンパー
TE_40_10_10_71 | 40 | 10 | 10 | 71 | Rigid dumpers | リジッドダンパー
TE_40_10_50 | 40 | 10 | 50 |  | Lorries | 大型トラック
TE_40_10_50_04 | 40 | 10 | 50 | 04 | Articulated lorries | 連結式ローリー
TE_40_10_50_30 | 40 | 10 | 50 | 30 | Fixed body lorries | 固定ボディローリー
TE_40_10_50_36 | 40 | 10 | 50 | 36 | Haulers | 運送業者
TE_40_10_50_63 | 40 | 10 | 50 | 63 | Pickup trucks | ピックアップトラック
TE_40_10_70 | 40 | 10 | 70 |  | Tipper lorries | ティッパーローリー
TE_40_10_70_31 | 40 | 10 | 70 | 31 | Front tippers | フロントティッパー
TE_40_10_70_34 | 40 | 10 | 70 | 34 | Gravity tippers | 重力ティッパー
TE_40_10_70_39 | 40 | 10 | 70 | 39 | Hydraulic tippers | 油圧ティッパー
TE_40_10_70_55 | 40 | 10 | 70 | 55 | Multi-bucket tippers | マルチバケットティッパー
TE_40_10_70_71 | 40 | 10 | 70 | 71 | Rear tippers | リアティッパー
TE_40_10_70_73 | 40 | 10 | 70 | 73 | Rolling tippers | ローリングティッパー
TE_40_10_70_78 | 40 | 10 | 70 | 78 | Side tippers | サイドティッパー
TE_40_10_70_88 | 40 | 10 | 70 | 88 | Three-way tippers | スリーウェイティッパー
TE_40_30 | 40 | 30 |  |  | Tractors and equipment | トラクターと設備
TE_40_30_10 | 40 | 30 | 10 |  | Tractors | トラクター
TE_40_30_10_03 | 40 | 30 | 10 | 03 | Agricultural-type tractors | 農業用トラクター
TE_40_30_10_87 | 40 | 30 | 10 | 87 | Tractors with angle dozer | アングルドーザー付きトラクター
TE_40_30_10_88 | 40 | 30 | 10 | 88 | Tractors with bull dozer | ブルドーザー付きトラクター
TE_40_30_10_89 | 40 | 30 | 10 | 89 | Tractors with dozer and ripper attachment | ブルドーザーとリッパーアタッチメント付きトラクター
TE_40_30_30 | 40 | 30 | 30 |  | Tractor equipment | トラクター設備
TE_40_30_30_30 | 40 | 30 | 30 | 30 | Four-in-one attachments | フォーインワンアタッチメント
TE_40_30_70 | 40 | 30 | 70 |  | Vehicle superstructures and trailers | 車両上部構造とトレーラー
TE_40_30_70_37 | 40 | 30 | 70 | 37 | Heavy-duty trailers | 頑丈なトレーラー
TE_40_30_70_47 | 40 | 30 | 70 | 47 | Low loaders | 低ローダー
TE_40_30_70_78 | 40 | 30 | 70 | 78 | Semi-trailers | セミトレーラー
TE_40_30_70_79 | 40 | 30 | 70 | 79 | Silo vehicles | サイロ車
TE_40_30_70_88 | 40 | 30 | 70 | 88 | Tipping trailers | トレーラーのチップ
TE_40_30_80 | 40 | 30 | 80 |  | Vehicle equipment | 車両設備
TE_40_30_80_79 | 40 | 30 | 80 | 79 | Shuttle trains | シャトル列車
TE_40_30_80_88 | 40 | 30 | 80 | 88 | Tipper chassis | ティッパーシャーシ
TE_40_30_80_90 | 40 | 30 | 80 | 90 | Truck chassis for vehicle superstructures | 車両上部構造用のトラックシャーシ
TE_40_30_80_91 | 40 | 30 | 80 | 91 | Turntable skips | ターンテーブルスキップ
TE_40_50 | 40 | 50 |  |  | Service vehicles | サービス車両
TE_40_50_50 | 40 | 50 | 50 |  | Water supply vehicles and equipment | 給水車両および設備
TE_40_50_50_77 | 40 | 50 | 50 | 77 | Self-propelled water tankers | 自走式給水車
TE_40_50_50_96 | 40 | 50 | 50 | 96 | Water storage tank trailers | 貯水タンクトレーラー
TE_40_50_60 | 40 | 50 | 60 |  | Fuel supply vehicles and equipment | 燃料供給車両および機器
TE_40_50_60_32 | 40 | 50 | 60 | 32 | Fuel storage tank trailers | 燃料貯蔵タンクトレーラー
TE_40_50_60_77 | 40 | 50 | 60 | 77 | Self-propelled fuel tankers | 自走式燃料タンカー
TE_40_70 | 40 | 70 |  |  | Excavators, loaders and dredgers | 掘削機、ローダー、浚渫船
TE_40_70_10 | 40 | 70 | 10 |  | Dozers and graders | ブルドーザーとグレーダー
TE_40_70_10_03 | 40 | 70 | 10 | 03 | Angling dozers | 釣りブルドーザー
TE_40_70_10_18 | 40 | 70 | 10 | 18 | Crawler dozers | クローラードーザー
TE_40_70_10_52 | 40 | 70 | 10 | 52 | Motor graders | モーターグレーダー
TE_40_70_10_73 | 40 | 70 | 10 | 73 | Road graders | 道路グレーダー
TE_40_70_10_85 | 40 | 70 | 10 | 85 | Straight dozers | ストレートドーザー
TE_40_70_10_90 | 40 | 70 | 10 | 90 | Tracked dozers | 追跡されたドーザー
TE_40_70_10_96 | 40 | 70 | 10 | 96 | Wheeled dozers | 車輪付きブルドーザー
TE_40_70_20 | 40 | 70 | 20 |  | Dredging boats and equipment | 浚渫船と設備
TE_40_70_20_04 | 40 | 70 | 20 | 04 | Armoured pumps | 装甲ポンプ
TE_40_70_20_09 | 40 | 70 | 20 | 09 | Bucket chain dredgers | バケットチェーン浚渫船
TE_40_70_20_10 | 40 | 70 | 20 | 10 | Backhoe dredgers | バックホウ浚渫船
TE_40_70_20_19 | 40 | 70 | 20 | 19 | Cutter dredgers | カッター浚渫船
TE_40_70_20_34 | 40 | 70 | 20 | 34 | Grab-type dredgers | グラブタイプの浚渫船
TE_40_70_20_84 | 40 | 70 | 20 | 84 | Suction dredgers | 吸引浚渫船
TE_40_70_30 | 40 | 70 | 30 |  | Excavators | 掘削機
TE_40_70_30_07 | 40 | 70 | 30 | 07 | Boom-type trenching machines | ブーム型トレンチングマシン
TE_40_70_30_09 | 40 | 70 | 30 | 09 | Bucket trenchers | バケットトレンチャー
TE_40_70_30_10 | 40 | 70 | 30 | 10 | Bucket wheel excavators | バケットホイールエクスカベーター
TE_40_70_30_11 | 40 | 70 | 30 | 11 | Cable mobile excavators | ケーブルモバイルショベル
TE_40_70_30_12 | 40 | 70 | 30 | 12 | Cable track excavators | ケーブルトラックショベル
TE_40_70_30_32 | 40 | 70 | 30 | 32 | Full circle slew excavators | フルサークルスルーショベル
TE_40_70_30_36 | 40 | 70 | 30 | 36 | Highway trenchers | 高速道路のトレンチャー
TE_40_70_30_38 | 40 | 70 | 30 | 38 | Hydraulic mobile excavators | 油圧式モバイルショベル
TE_40_70_30_39 | 40 | 70 | 30 | 39 | Hydraulic track-laying excavators | 油圧トラック敷設ショベル
TE_40_70_30_52 | 40 | 70 | 30 | 52 | Mini excavators | ミニショベル
TE_40_70_30_64 | 40 | 70 | 30 | 64 | Pipe layers | パイプ層
TE_40_70_30_72 | 40 | 70 | 30 | 72 | Rope operated excavators | ロープ式掘削機
TE_40_70_30_88 | 40 | 70 | 30 | 88 | Telescopic excavators | 伸縮式掘削機
TE_40_70_40 | 40 | 70 | 40 |  | Loaders | ローダー
TE_40_70_40_07 | 40 | 70 | 40 | 07 | Backhoe loaders | バックホウローダー
TE_40_70_40_18 | 40 | 70 | 40 | 18 | Crawler loaders | クローラーローダー
TE_40_70_40_22 | 40 | 70 | 40 | 22 | Digging arm loaders | アームローダーを掘る
TE_40_70_40_79 | 40 | 70 | 40 | 79 | Skid steer loaders | スキッドステアローダー
TE_40_70_40_90 | 40 | 70 | 40 | 90 | Track-laying loaders | 線路敷設ローダー
TE_40_70_40_97 | 40 | 70 | 40 | 97 | Wheel loaders | ホイールローダー
TE_40_70_50 | 40 | 70 | 50 |  | Scrapers | スクレーパー
TE_40_70_50_24 | 40 | 70 | 50 | 24 | Drag scrapers | ドラッグスクレーパー
TE_40_70_50_27 | 40 | 70 | 50 | 27 | Elevating scrapers | 昇降スクレーパー
TE_40_70_50_30 | 40 | 70 | 50 | 30 | Four-wheeled scrapers | 四輪スクレーパー
TE_40_70_50_52 | 40 | 70 | 50 | 52 | Motorized scrapers | 電動スクレーパー
TE_40_70_50_53 | 40 | 70 | 50 | 53 | Motorized elevating scrapers | 電動昇降スクレーパー
TE_40_70_50_90 | 40 | 70 | 50 | 90 | Track-laying scrapers | 線路敷設スクレーパー
TE_40_70_90 | 40 | 70 | 90 |  | Attachments for excavators, loaders, dozers and scrapers | 掘削機、ローダー、ブルドーザー、スクレーパー用のアタッチメント
TE_40_70_90_06 | 40 | 70 | 90 | 06 | Back actors | バックアクター
TE_40_70_90_24 | 40 | 70 | 90 | 24 | Draglines | ドラッグライン
TE_40_70_90_28 | 40 | 70 | 90 | 28 | Excavator mats | 掘削機マット
TE_40_70_90_29 | 40 | 70 | 90 | 29 | Face shovels | フェイスシャベル
TE_40_70_90_37 | 40 | 70 | 90 | 37 | Hinge-type rippers | ヒンジタイプのリッパー
TE_40_70_90_60 | 40 | 70 | 90 | 60 | Parallelogram-type rippers | 平行四辺形タイプのリッパー
TE_40_70_90_63 | 40 | 70 | 90 | 63 | Percussion breakers | パーカッションブレーカー
TE_40_70_90_90 | 40 | 70 | 90 | 90 | Trenchers | トレンチャー
TE_40_70_90_94 | 40 | 70 | 90 | 94 | Variable geometry rippers | 可変ジオメトリリッパー
TE_50 | 50 |  |  |  | Tunnelling, drilling and compaction equipment | トンネリング、掘削、圧縮装置
TE_50_10 | 50 | 10 |  |  | Tunnelling and shaft machines | トンネリングおよびシャフトマシン
TE_50_10_10 | 50 | 10 | 10 |  | Blasting equipment | ブラスト装置
TE_50_10_10_23 | 50 | 10 | 10 | 23 | Detonators | 起爆装置
TE_50_10_10_28 | 50 | 10 | 10 | 28 | Explosives | 爆発物
TE_50_10_20 | 50 | 10 | 20 |  | Cutting machines | 切断機
TE_50_10_20_60 | 50 | 10 | 20 | 60 | Partial cutting machines | 部分切断機
TE_50_10_20_88 | 50 | 10 | 20 | 88 | Thrust boring equipment | スラストボーリング装置
TE_50_10_30 | 50 | 10 | 30 |  | Drilling vehicles | 掘削車両
TE_50_10_40 | 50 | 10 | 40 |  | Explosives vehicles | 爆発物車両
TE_50_10_70 | 50 | 10 | 70 |  | Rough press equipment | ラフプレス装置
TE_50_10_80 | 50 | 10 | 80 |  | Shields | シールド
TE_50_10_80_20 | 50 | 10 | 80 | 20 | Cutter shields | カッターシールド
TE_50_10_80_91 | 50 | 10 | 80 | 91 | Tunnel shields | トンネルシールド
TE_50_20 | 50 | 20 |  |  | Drilling, piling and canal trimming equipment | 掘削、杭打ち、運河のトリミング装置
TE_50_20_10 | 50 | 20 | 10 |  | Drilling machines and plant | 掘削機およびプラント
TE_50_20_10_15 | 50 | 20 | 10 | 15 | Core cutting machines | コア切断機
TE_50_20_10_36 | 50 | 20 | 10 | 36 | Hammer-action drills | ハンマーアクションドリル
TE_50_20_10_63 | 50 | 20 | 10 | 63 | Pile drilling machines | 杭掘削機
TE_50_20_10_65 | 50 | 20 | 10 | 65 | Post and mast hole drilling machines | ポストおよびマスト穴あけ機
TE_50_20_10_66 | 50 | 20 | 10 | 66 | Pressure drilling machines | 圧力ボール盤
TE_50_20_10_80 | 50 | 20 | 10 | 80 | Soil exploration drilling machines | 土壌探査掘削機
TE_50_20_10_86 | 50 | 20 | 10 | 86 | Suction drilling systems | サクションドリルシステム
TE_50_20_10_97 | 50 | 20 | 10 | 97 | Well drilling systems | 井戸掘削システム
TE_50_20_20 | 50 | 20 | 20 |  | Pile drivers and pulling tools | 杭打ち機とプルツール
TE_50_20_20_21 | 50 | 20 | 20 | 21 | Diesel hammers | ディーゼルハンマー
TE_50_20_20_22 | 50 | 20 | 20 | 22 | Double-acting piling hammers | 複動式杭打ちハンマー
TE_50_20_20_23 | 50 | 20 | 20 | 23 | Drop hammers | ドロップハンマー
TE_50_20_20_28 | 50 | 20 | 20 | 28 | Extractors | 抽出器
TE_50_20_20_42 | 50 | 20 | 20 | 42 | Impulse hammers | インパルスハンマー
TE_50_20_20_43 | 50 | 20 | 20 | 43 | Internal drop hammers | 内部ドロップハンマー
TE_50_20_20_94 | 50 | 20 | 20 | 94 | Vibrating extractors | 振動抽出器
TE_50_20_20_95 | 50 | 20 | 20 | 95 | Vibrating hammers | 振動ハンマー
TE_50_20_30 | 50 | 20 | 30 |  | Auger piling plant | オージェ杭打ちプラント
TE_50_20_30_15 | 50 | 20 | 30 | 15 | Continuous flight augers | 連続飛行オーガー
TE_50_20_30_23 | 50 | 20 | 30 | 23 | Displacement augers | 変位オーガー
TE_50_20_40 | 50 | 20 | 40 |  | Piling accessories | アクセサリーを重ねる
TE_50_20_40_23 | 50 | 20 | 40 | 23 | Dollies | ドリー
TE_50_20_40_36 | 50 | 20 | 40 | 36 | Hanging leaders | ぶら下がっているリーダー
TE_50_20_40_64 | 50 | 20 | 40 | 64 | Pile helmets | パイルヘルメット
TE_50_20_60 | 50 | 20 | 60 |  | Canal sheeting equipment | 運河シート装置
TE_50_20_60_02 | 50 | 20 | 60 | 02 | Adjustable steel trench struts | 調整可能なスチールトレンチストラット
TE_50_20_60_11 | 50 | 20 | 60 | 11 | Canal sheeting | 運河シート
TE_50_20_60_12 | 50 | 20 | 60 | 12 | Canal shoring | 運河支保工
TE_50_20_60_80 | 50 | 20 | 60 | 80 | Sliding-blade sheeting | スライディングブレードシート
TE_50_20_60_85 | 50 | 20 | 60 | 85 | Steel trench sheets | スチールトレンチシート
TE_50_20_60_90 | 50 | 20 | 60 | 90 | Trench ring lifters | トレンチリングリフター
TE_50_20_60_91 | 50 | 20 | 60 | 91 | Trench struts and sheets | トレンチストラットとシート
TE_50_30 | 50 | 30 |  |  | Compaction equipment | 圧縮装置
TE_50_30_10 | 50 | 30 | 10 |  | Rollers | ローラー
TE_50_30_10_15 | 50 | 30 | 10 | 15 | Combination vibration rollers | コンビネーション振動ローラー
TE_50_30_10_23 | 50 | 30 | 10 | 23 | Double vibrating rollers | 二重振動ローラー
TE_50_30_10_60 | 50 | 30 | 10 | 60 | Pavement rollers | 舗装ローラー
TE_50_30_10_65 | 50 | 30 | 10 | 65 | Pneumatic tyre rollers | 空気入りタイヤローラー
TE_50_30_10_72 | 50 | 30 | 10 | 72 | Roller trains | ローラートレイン
TE_50_30_10_77 | 50 | 30 | 10 | 77 | Sheepsfoot rollers | シープフットローラー
TE_50_30_10_79 | 50 | 30 | 10 | 79 | Single rollers | シングルローラー
TE_50_30_10_85 | 50 | 30 | 10 | 85 | Static three-wheeled and tandem rollers | 静的三輪およびタンデムローラー
TE_50_30_10_87 | 50 | 30 | 10 | 87 | Tandem vibrating rollers | タンデム振動ローラー
TE_50_30_10_89 | 50 | 30 | 10 | 89 | Trailer vibration rollers | トレーラー振動ローラー
TE_50_30_10_91 | 50 | 30 | 10 | 91 | Twin rollers with seat and steering wheel | シートとステアリングホイール付きツインローラー
TE_50_30_40 | 50 | 30 | 40 |  | Rammers | ランマー
TE_50_30_40_44 | 50 | 30 | 40 | 44 | Jumping rammers | ジャンピングランマー
TE_50_30_40_94 | 50 | 30 | 40 | 94 | Vibration rammers | 振動ランマー
TE_50_30_60 | 50 | 30 | 60 |  | Soil compactors | 土壌圧縮機
TE_50_30_60_77 | 50 | 30 | 60 | 77 | Sheepsfoot compactors | シープフットコンパクター
TE_50_40 | 50 | 40 |  |  | Road construction equipment | 道路建設機械
TE_50_40_10 | 50 | 40 | 10 |  | Soil stabilization machines | 土壌安定化機
TE_50_40_20 | 50 | 40 | 20 |  | Concrete road finishers and spreaders | コンクリートロードフィニッシャーとスプレッダー
TE_50_40_30 | 50 | 40 | 30 |  | Asphalt, mastic and tar preparation equipment | アスファルト、マスチックおよびタール準備装置
TE_50_40_30_04 | 50 | 40 | 30 | 04 | Asphalt road finishers | アスファルトロードフィニッシャー
TE_50_40_30_37 | 50 | 40 | 30 | 37 | Heatable bitumen storage tanks | 加熱可能なビチューメン貯蔵タンク
TE_50_40_30_50 | 50 | 40 | 30 | 50 | Mastic finishers | マスティックフィニッシャー
TE_50_40_30_87 | 50 | 40 | 30 | 87 | Tar and mastic heaters | タールおよびマスチックヒーター
TE_50_40_30_88 | 50 | 40 | 30 | 88 | Tar sprayers | タール噴霧器
TE_50_40_40 | 50 | 40 | 40 |  | Spreaders | スプレッダー
TE_50_40_40_04 | 50 | 40 | 40 | 04 | Asphalt spreaders | アスファルトスプレッダー
TE_50_40_40_15 | 50 | 40 | 40 | 15 | Coated asphalt spreaders | コーティングされたアスファルトスプレッダー
TE_50_40_40_80 | 50 | 40 | 40 | 80 | Spreaders for soil stabilization | 土壌安定化のためのスプレッダー
TE_50_40_40_85 | 50 | 40 | 40 | 85 | Stone spreaders | ストーンスプレッダー
TE_50_40_50 | 50 | 40 | 50 |  | Joint cutters | ジョイントカッター
TE_50_40_50_44 | 50 | 40 | 50 | 44 | Joint formers | ジョイントフォーマー
TE_50_40_50_45 | 50 | 40 | 50 | 45 | Joint matchers | ジョイントマッチャー
TE_50_40_60 | 50 | 40 | 60 |  | Road milling cutters | ロードフライスカッター
TE_50_40_70 | 50 | 40 | 70 |  | Road drying equipment | 道路乾燥装置
TE_50_40_70_33 | 50 | 40 | 70 | 33 | Gas infrared road-drying equipment | ガス赤外線道路乾燥装置
TE_50_40_80 | 50 | 40 | 80 |  | Paving stone laying machines | 敷石敷設機
TE_50_50 | 50 | 50 |  |  | Canal bank grading, compacting, concreting and asphalting machinery, canal bed cleaning machines | 運河堤防の等級付け、圧縮、コンクリートおよびアスファルト機械、運河床洗浄機
TE_50_60 | 50 | 60 |  |  | Track-laying machines | 線路敷設機
TE_50_70 | 50 | 70 |  |  | Machines for road repair and maintenance | 道路の修理とメンテナンスのための機械
TE_50_70_10 | 50 | 70 | 10 |  | Asphalt pavement equipment | アスファルト舗装設備
TE_50_70_10_04 | 50 | 70 | 10 | 04 | Asphalt pavement recycling machines | アスファルト舗装リサイクル機
TE_50_70_10_05 | 50 | 70 | 10 | 05 | Asphalt pavement reshapers | アスファルト舗装リシェイパー
TE_50_70_10_15 | 50 | 70 | 10 | 15 | Cold planers | コールドプレーナー
TE_50_70_10_72 | 50 | 70 | 10 | 72 | Road surface rippers | 路面リッパー
TE_50_70_20 | 50 | 70 | 20 |  | Joint cleaning and filling machines | 共同洗浄および充填機
TE_50_70_30 | 50 | 70 | 30 |  | Repair kits | 修理キット
TE_50_70_30_03 | 50 | 70 | 30 | 03 | Asphalt repair kits | アスファルト修理キット
TE_50_70_30_65 | 50 | 70 | 30 | 65 | Pothole repair kits | 甌穴修理キット
TE_50_70_40 | 50 | 70 | 40 |  | Stone and sand spreaders | 石と砂のスプレッダー
TE_50_70_50 | 50 | 70 | 50 |  | Road marking machines | 路面標示機
TE_50_70_60 | 50 | 70 | 60 |  | Sweeping machines | 掃除機
TE_50_70_60_72 | 50 | 70 | 60 | 72 | Road sweepers with gully emptiers | ガリーエンプティアーを備えたロードスイーパー
TE_50_70_60_77 | 50 | 70 | 60 | 77 | Self-propelled road cleaners | 自走式ロードクリーナー
TE_50_70_60_79 | 50 | 70 | 60 | 79 | Self-propelled road sweepers | 自走式ロードスイーパー
TE_50_70_70 | 50 | 70 | 70 |  | Slope mowing machines | 斜面草刈り機
TE_50_70_80 | 50 | 70 | 80 |  | Scarifiers | スカリファイヤー
TE_60 | 60 |  |  |  | Concrete and stone production | コンクリートと石の生産
TE_60_10 | 60 | 10 |  |  | Complete plant | 完全なプラント
TE_60_10_10 | 60 | 10 | 10 |  | Complete plant for the cement, lime, gypsum, trass and chalk industry | セメント、石灰、石膏、トラス、チョーク産業のための完全なプラント
TE_60_10_50 | 60 | 10 | 50 |  | Complete plant for the sand, clay, gravel and broken stone industry | 砂、粘土、砂利、砕石産業のための完全なプラント
TE_60_20 | 60 | 20 |  |  | Breakers, crushers and mills | ブレーカー、クラッシャー、ミル
TE_60_20_15 | 60 | 20 | 15 |  | Breakers and crushers | ブレーカーとクラッシャー
TE_60_20_15_08 | 60 | 20 | 15 | 08 | Brick crushers | レンガ破砕機
TE_60_20_15_35 | 60 | 20 | 15 | 35 | Gyratory crushers | ジャイラトリークラッシャー
TE_60_20_15_36 | 60 | 20 | 15 | 36 | Hammer crushers | ハンマークラッシャー
TE_60_20_15_42 | 60 | 20 | 15 | 42 | Impact-type crushers | 衝撃式破砕機
TE_60_20_15_72 | 60 | 20 | 15 | 72 | Roller crushers | ローラークラッシャー
TE_60_20_15_84 | 60 | 20 | 15 | 84 | Stone breakers | 石割人夫
TE_60_20_80 | 60 | 20 | 80 |  | Grinding mills | 粉砕機
TE_60_20_80_36 | 60 | 20 | 80 | 36 | Hammer mills | ハンマーミル
TE_60_20_80_42 | 60 | 20 | 80 | 42 | Impact mills | インパクトミル
TE_60_20_80_72 | 60 | 20 | 80 | 72 | Roller mills | ローラーミル
TE_60_20_80_91 | 60 | 20 | 80 | 91 | Tube mills | チューブミル
TE_60_20_80_94 | 60 | 20 | 80 | 94 | Vibrating grinding mills | 振動粉砕機
TE_60_30 | 60 | 30 |  |  | Screening and sorting plant | スクリーニングおよび選別プラント
TE_60_30_80 | 60 | 30 | 80 |  | Vibrating screens | 振動するスクリーン
TE_60_30_80_14 | 60 | 30 | 80 | 14 | Circular vibratory screens | 円形の振動スクリーン
TE_60_30_80_26 | 60 | 30 | 80 | 26 | Eccentric vibratory screens | 奇行振動スクリーン
TE_60_30_80_46 | 60 | 30 | 80 | 46 | Linear vibratory screens | 線形振動スクリーン
TE_60_40 | 60 | 40 |  |  | Cleaning and storage plant | 洗浄および貯蔵プラント
TE_60_40_05 | 60 | 40 | 05 |  | Aggregate washing machines | 集約洗濯機
TE_60_40_10 | 60 | 40 | 10 |  | Drying installations for stone and aggregates | 石と骨材の乾燥設備
TE_60_40_20 | 60 | 40 | 20 |  | Dust extraction plant | 集じんプラント
TE_60_40_30 | 60 | 40 | 30 |  | Recycling plant for construction debris | 建設廃材のリサイクルプラント
TE_60_40_40 | 60 | 40 | 40 |  | Silos | サイロ
TE_60_40_40_78 | 60 | 40 | 40 | 78 | Silos for aggregates | 骨材用サイロ
TE_60_40_40_79 | 60 | 40 | 40 | 79 | Silos for cement | セメント用サイロ
TE_60_40_50 | 60 | 40 | 50 |  | Stackers and reclaimers | スタッカーとリクレーマ
TE_60_60 | 60 | 60 |  |  | Concrete plant and equipment | コンクリートプラントおよび設備
TE_60_60_10 | 60 | 60 | 10 |  | Concrete and mortar mixers | コンクリートとモルタルのミキサー
TE_60_60_10_13 | 60 | 60 | 10 | 13 | Closed drum mixers | クローズドドラムミキサー
TE_60_60_10_15 | 60 | 60 | 10 | 15 | Concrete processing systems | コンクリート加工システム
TE_60_60_10_16 | 60 | 60 | 10 | 16 | Concrete processing systems with horizontal aggregate feed | 水平骨材供給によるコンクリート処理システム
TE_60_60_10_17 | 60 | 60 | 10 | 17 | Concrete processing systems with vertical aggregate feed | 垂直骨材供給によるコンクリート処理システム
TE_60_60_10_36 | 60 | 60 | 10 | 36 | Hand scrapers | きさげ加工
TE_60_60_10_51 | 60 | 60 | 10 | 51 | Metering and weighing equipment | 計量および計量機器
TE_60_60_10_58 | 60 | 60 | 10 | 58 | Open drum mixers with hopper | ホッパー付きオープンドラムミキサー
TE_60_60_10_59 | 60 | 60 | 10 | 59 | Open drum mixers without hopper | ホッパーなしのオープンドラムミキサー
TE_60_60_10_71 | 60 | 60 | 10 | 71 | Reversing drum mixers with hopper, weigher and feed shovel | ホッパー、計量器、フィードショベルを備えたリバースドラムミキサー
TE_60_60_10_73 | 60 | 60 | 10 | 73 | Rotary mixers | ロータリーミキサー
TE_60_60_10_88 | 60 | 60 | 10 | 88 | Tilting drum mixers | 傾斜ドラムミキサー
TE_60_60_20 | 60 | 60 | 20 |  | Concrete and mortar transportation equipment | コンクリートおよびモルタル輸送機器
TE_60_60_20_15 | 60 | 60 | 20 | 15 | Concrete agitators | コンクリート攪拌機
TE_60_60_20_16 | 60 | 60 | 20 | 16 | Concrete and mortar buckets | コンクリートとモルタルのバケツ
TE_60_60_20_17 | 60 | 60 | 20 | 17 | Concrete pumps and equipment | コンクリートポンプと設備
TE_60_60_20_18 | 60 | 60 | 20 | 18 | Concrete truck mixers | コンクリートトラックミキサー
TE_60_60_20_47 | 60 | 60 | 20 | 47 | Lorry-mounted concrete pumps with boom | ブーム付き大型トラック搭載コンクリートポンプ
TE_60_60_20_53 | 60 | 60 | 20 | 53 | Mobile mixers | モバイルミキサー
TE_60_60_20_54 | 60 | 60 | 20 | 54 | Mortar pumps | モルタルポンプ
TE_60_60_20_76 | 60 | 60 | 20 | 76 | Screed pumps | スクリードポンプ
TE_60_60_30 | 60 | 60 | 30 |  | Attachments for concrete and mortar plant | コンクリートおよびモルタルプラント用アタッチメント
TE_60_60_30_02 | 60 | 60 | 30 | 02 | Aggregate feed aprons | 飼料エプロンの総計
TE_60_60_30_65 | 60 | 60 | 30 | 65 | Power-driven loading shovels | 動力駆動のローディングショベル
TE_60_60_40 | 60 | 60 | 40 |  | Concrete piping | コンクリート配管
TE_60_60_40_30 | 60 | 60 | 40 | 30 | Flexible distributor hose | フレキシブルディストリビューターホース
TE_60_60_40_53 | 60 | 60 | 40 | 53 | Mortar/ screed pump hoses | モルタル/スクリードポンプホース
TE_60_60_40_64 | 60 | 60 | 40 | 64 | Pipe cleaning equipment | パイプ洗浄装置
TE_60_60_40_78 | 60 | 60 | 40 | 78 | Shut-off pipe sections | シャットオフパイプセクション
TE_60_60_50 | 60 | 60 | 50 |  | Batching plant | バッチ処理プラント
TE_60_60_50_01 | 60 | 60 | 50 | 01 | Aerated silos | 曝気サイロ
TE_60_60_50_05 | 60 | 60 | 50 | 05 | Autofeed equipment | 自動送り装置
TE_60_60_50_06 | 60 | 60 | 50 | 06 | Batch loaders | バッチローダー
TE_60_60_50_27 | 60 | 60 | 50 | 27 | Electronic weigh gear | 電子計量ギア
TE_60_60_50_39 | 60 | 60 | 50 | 39 | Hydraulic cement weigh gear | 油圧セメント計量ギア
TE_60_60_50_48 | 60 | 60 | 50 | 48 | Loading hoppers with weigh gear and loading shovel | 計量ギアを備えたホッパーの積み込みとショベルの積み込み
TE_60_60_50_76 | 60 | 60 | 50 | 76 | Screw discharge gear | スクリュー排出ギア
TE_60_60_60 | 60 | 60 | 60 |  | Concrete and mortar application equipment | コンクリートおよびモルタル塗布装置
TE_60_60_60_16 | 60 | 60 | 60 | 16 | Concrete guns | コンクリート銃
TE_60_60_60_17 | 60 | 60 | 60 | 17 | Concrete injectors | コンクリートインジェクター
TE_60_60_60_19 | 60 | 60 | 60 | 19 | Concrete spreaders | コンクリートスプレッダー
TE_60_60_60_35 | 60 | 60 | 60 | 35 | Gunite equipment | 吹き付けコンクリート設備
TE_60_60_60_71 | 60 | 60 | 60 | 71 | Rendering machines | レンダリングマシン
TE_60_60_70 | 60 | 60 | 70 |  | Concrete compaction and finishing equipment | コンクリート締固めおよび仕上げ装置
TE_60_60_70_15 | 60 | 60 | 70 | 15 | Concrete curing duvets | コンクリート養生羽毛布団
TE_60_60_70_28 | 60 | 60 | 70 | 28 | External vibrators | 外部バイブレーター
TE_60_60_70_41 | 60 | 60 | 70 | 41 | Immersion vibrators | 液浸バイブレーター
TE_60_60_70_64 | 60 | 60 | 70 | 64 | Power floats | パワーフロート
TE_60_60_70_65 | 60 | 60 | 70 | 65 | Power trowels | パワーこて
TE_60_60_70_76 | 60 | 60 | 70 | 76 | Screed boards | スクリードボード
TE_60_60_70_85 | 60 | 60 | 70 | 85 | Surface vibrators | 表面バイブレーター
TE_60_60_70_87 | 60 | 60 | 70 | 87 | Tamper vibrators | 改ざんバイブレーター
TE_60_60_80 | 60 | 60 | 80 |  | Grouting equipment | グラウト装置
TE_60_60_80_02 | 60 | 60 | 80 | 02 | Agitating tanks for use with grout pumps | グラウトポンプで使用するための攪拌タンク
TE_60_60_80_33 | 60 | 60 | 80 | 33 | Grout mixers | グラウトミキサー
TE_60_60_80_34 | 60 | 60 | 80 | 34 | Grouting machines with pump and hopper | ポンプとホッパーを備えたグラウト機
TE_60_60_80_35 | 60 | 60 | 80 | 35 | Grout pumps | グラウトポンプ
TE_60_60_80_73 | 60 | 60 | 80 | 73 | Roller-type grout mixers | ローラー式グラウトミキサー
TE_60_80 | 60 | 80 |  |  | Stone quarrying and tooling equipment | 石の採石および工具設備
TE_60_80_10 | 60 | 80 | 10 |  | Stone drilling machines | 石のボール盤
TE_60_80_20 | 60 | 80 | 20 |  | Stone cleaving machines and equipment | 石切り機および設備
TE_60_80_30 | 60 | 80 | 30 |  | Stone sawing equipment | 石のこぎり装置
TE_60_80_30_20 | 60 | 80 | 30 | 20 | Cutting out saws | のこぎりを切り取る
TE_60_80_30_71 | 60 | 80 | 30 | 71 | Reciprocating sawing machines | レシプロ鋸盤
TE_60_80_40 | 60 | 80 | 40 |  | Abrasive cutting off machines | 研磨切断機
TE_60_80_50 | 60 | 80 | 50 |  | Slab cutting machines and equipment | スラブ切断機および装置
TE_60_80_60 | 60 | 80 | 60 |  | Milling machines | フライス盤
TE_60_80_70 | 60 | 80 | 70 |  | Sanding and polishing machines and lines | サンディングおよび研磨機とライン
TE_60_80_80 | 60 | 80 | 80 |  | Grouting machines for cast stone slabs | 鋳造石スラブ用グラウト機
TE_70 | 70 |  |  |  | Equipment and tools | 機器とツール
TE_70_10 | 70 | 10 |  |  | Site accommodation and temporary services | サイトの宿泊施設と一時的なサービス
TE_70_10_10 | 70 | 10 | 10 |  | Site accommodation and fittings | サイトの宿泊施設と付属品
TE_70_10_10_16 | 70 | 10 | 10 | 16 | Containers | コンテナ
TE_70_10_10_51 | 70 | 10 | 10 | 51 | Mess room fittings | メスルームの付属品
TE_70_10_10_53 | 70 | 10 | 10 | 53 | Motor caravans | モーターキャラバン
TE_70_10_10_65 | 70 | 10 | 10 | 65 | Portable toilet units | ポータブルトイレユニット
TE_70_10_10_78 | 70 | 10 | 10 | 78 | Site huts | サイト小屋
TE_70_10_10_80 | 70 | 10 | 10 | 80 | Site office fittings | サイトオフィスの付属品
TE_70_10_10_84 | 70 | 10 | 10 | 84 | Static caravans | 静的キャラバン
TE_70_10_10_85 | 70 | 10 | 10 | 85 | Site store fittings | サイトストアの付属品
TE_70_10_10_90 | 70 | 10 | 10 | 90 | Toilet vehicles and cabins | トイレ車とキャビン
TE_70_10_20 | 70 | 10 | 20 |  | Installations and equipment for winter construction | 冬の建設のための設備と設備
TE_70_10_20_16 | 70 | 10 | 20 | 16 | Construction drying equipment | 建設用乾燥装置
TE_70_10_20_80 | 70 | 10 | 20 | 80 | Space heaters | スペースヒーター
TE_70_10_20_96 | 70 | 10 | 20 | 96 | Watchman's heaters | 警備員のヒーター
TE_70_10_20_97 | 70 | 10 | 20 | 97 | Water heaters | 給湯器
TE_70_10_30 | 70 | 10 | 30 |  | Site lighting equipment | 現場照明器具
TE_70_10_30_64 | 70 | 10 | 30 | 64 | Portable floodlights | ポータブル投光器
TE_70_10_30_85 | 70 | 10 | 30 | 85 | Storm lamps | ストームランプ
TE_70_10_30_96 | 70 | 10 | 30 | 96 | Warning lamps | 警告ランプ
TE_70_10_30_97 | 70 | 10 | 30 | 97 | Watchman's lamps | 警備員のランプ
TE_70_10_40 | 70 | 10 | 40 |  | Site electrical equipment | サイトの電気機器
TE_70_10_40_12 | 70 | 10 | 40 | 12 | Cable laying machines and equipment | ケーブル敷設機械および装置
TE_70_10_40_14 | 70 | 10 | 40 | 14 | Cable stringing rollers | ケーブルストリングローラー
TE_70_10_40_79 | 70 | 10 | 40 | 79 | Site electrical distributors | サイトの配電会社
TE_70_10_50 | 70 | 10 | 50 |  | Power generating units | 発電ユニット
TE_70_10_50_50 | 70 | 10 | 50 | 50 | Mobile power generating units | モバイル発電ユニット
TE_70_10_50_85 | 70 | 10 | 50 | 85 | Stationary power generating units | 固定発電ユニット
TE_70_10_60 | 70 | 10 | 60 |  | Frequency and voltage transformers | 周波数および電圧変圧器
TE_70_10_70 | 70 | 10 | 70 |  | Drainage equipment | 排水設備
TE_70_10_70_24 | 70 | 10 | 70 | 24 | Drainage rods | 排水棒
TE_70_10_70_28 | 70 | 10 | 70 | 28 | Expanding drain stoppers | ドレンストッパーの拡張
TE_70_10_80 | 70 | 10 | 80 |  | Rubbish collection and disposal equipment | ごみ収集および処分装置
TE_70_10_80_74 | 70 | 10 | 80 | 74 | Rubbish chutes | ごみシュート
TE_70_10_80_79 | 70 | 10 | 80 | 79 | Skips | スキップ
TE_70_10_90 | 70 | 10 | 90 |  | Site ventilation and air conditioning equipment | 現場の換気および空調設備
TE_70_10_90_22 | 70 | 10 | 90 | 22 | Portable dehumidifiers | ポータブル除湿機
TE_70_10_90_32 | 70 | 10 | 90 | 32 | Portable fans | ポータブルファン
TE_70_20 | 70 | 20 |  |  | Site equipment | 現場設備
TE_70_20_10 | 70 | 20 | 10 |  | Welding equipment | 溶接装置
TE_70_20_10_22 | 70 | 20 | 10 | 22 | Diesel welding sets | ディーゼル溶接セット
TE_70_20_10_32 | 70 | 20 | 10 | 32 | Fume extract units | ヒューム抽出ユニット
TE_70_20_10_37 | 70 | 20 | 10 | 37 | Head screens | ヘッドスクリーン
TE_70_20_10_59 | 70 | 20 | 10 | 59 | Oxy-acetylene cutting and welding sets | オキシアセチレン切断および溶接セット
TE_70_20_10_70 | 70 | 20 | 10 | 70 | Rail welding cooling pump units | レール溶接冷却ポンプユニット
TE_70_20_10_88 | 70 | 20 | 10 | 88 | Thermic boring equipment | 熱ボーリング装置
TE_70_20_10_92 | 70 | 20 | 10 | 92 | Underwater welding equipment | 水中溶接装置
TE_70_20_10_96 | 70 | 20 | 10 | 96 | Welding electrodes | 溶接電極
TE_70_20_10_97 | 70 | 20 | 10 | 97 | Weld shears | 溶接せん断
TE_70_20_10_98 | 70 | 20 | 10 | 98 | Welding helmets | 溶接面
TE_70_20_20 | 70 | 20 | 20 |  | Protective equipment | 保護具
TE_70_20_20_01 | 70 | 20 | 20 | 01 | Acoustic attenuators | 音響減衰器
TE_70_20_20_03 | 70 | 20 | 20 | 03 | Acoustic enclosures | 音響エンクロージャー
TE_70_20_20_05 | 70 | 20 | 20 | 05 | Acoustic quilts | 音響キルト
TE_70_20_20_07 | 70 | 20 | 20 | 07 | Acoustic shrouds | 音響シュラウド
TE_70_20_20_10 | 70 | 20 | 20 | 10 | Breathing apparatus | 呼吸装置
TE_70_20_20_34 | 70 | 20 | 20 | 34 | Goggles | ゴーグル
TE_70_20_20_37 | 70 | 20 | 20 | 37 | Hotsticks | ホットスティック
TE_70_20_20_62 | 70 | 20 | 20 | 62 | Portable safety barriers | ポータブル安全バリア
TE_70_20_20_65 | 70 | 20 | 20 | 65 | Protective nets | 保護ネット
TE_70_20_25 | 70 | 20 | 25 |  | Maintenance equipment | メンテナンス機器
TE_70_20_25_34 | 70 | 20 | 25 | 34 | Grease guns | グリースガン
TE_70_20_25_37 | 70 | 20 | 25 | 37 | Hedge trimmers | ヘッジトリマー
TE_70_20_25_46 | 70 | 20 | 25 | 46 | Lawnmowers | 芝刈り機
TE_70_20_25_55 | 70 | 20 | 25 | 55 | Mulching machines | マルチングマシン
TE_70_20_25_65 | 70 | 20 | 25 | 65 | Pruning shears | 剪定ばさみ
TE_70_20_25_85 | 70 | 20 | 25 | 85 | Strimmers | ストリマー
TE_70_20_25_90 | 70 | 20 | 25 | 90 | Tool sharpeners | ツールシャープナー
TE_70_20_25_94 | 70 | 20 | 25 | 94 | Vacuum cleaners | 掃除機
TE_70_20_25_96 | 70 | 20 | 25 | 96 | Wood chippers | ウッドチッパー
TE_70_20_30 | 70 | 20 | 30 |  | Roadworks equipment | 道路工事設備
TE_70_20_30_06 | 70 | 20 | 30 | 06 | Barrier trestles | バリアトレッスル
TE_70_20_30_18 | 70 | 20 | 30 | 18 | Crossing plates | クロッシングプレート
TE_70_20_30_21 | 70 | 20 | 30 | 21 | Danger lamps | 危険ランプ
TE_70_20_30_30 | 70 | 20 | 30 | 30 | Flashing bollards | 点滅するボラード
TE_70_20_30_31 | 70 | 20 | 30 | 31 | Flashing traffic warning lamps | 点滅する交通警告ランプ
TE_70_20_30_41 | 70 | 20 | 30 | 41 | Illuminated traffic information signs | 照らされた交通情報標識
TE_70_20_30_80 | 70 | 20 | 30 | 80 | Speed deterrents | 速度抑止力
TE_70_20_30_87 | 70 | 20 | 30 | 87 | Traffic control lamps | 交通管制ランプ
TE_70_20_30_88 | 70 | 20 | 30 | 88 | Traffic control signs | 交通規制標識
TE_70_20_30_89 | 70 | 20 | 30 | 89 | Traffic information signs | 交通情報標識
TE_70_20_30_90 | 70 | 20 | 30 | 90 | Traffic lights | 信号機
TE_70_20_30_91 | 70 | 20 | 30 | 91 | Traffic warning signs | 交通警告標識
TE_70_20_35 | 70 | 20 | 35 |  | Rail track equipment | 線路設備
TE_70_20_35_70 | 70 | 20 | 35 | 70 | Rail tensor kits | レールテンソルキット
TE_70_20_35_79 | 70 | 20 | 35 | 79 | Spike drivers | スパイクドライバー
TE_70_20_35_80 | 70 | 20 | 35 | 80 | Spike pullers | スパイクプラー
TE_70_20_35_90 | 70 | 20 | 35 | 90 | Temporary track support | 一時的なトラックのサポート
TE_70_20_40 | 70 | 20 | 40 |  | Damp-proof course equipment | 防湿コース設備
TE_70_20_40_11 | 70 | 20 | 40 | 11 | Caulking gun | コーキングガン
TE_70_20_40_27 | 70 | 20 | 40 | 27 | Electro-osmosis equipment | 電気浸透装置
TE_70_20_40_34 | 70 | 20 | 40 | 34 | Gravity feed equipment | 重力供給装置
TE_70_20_40_37 | 70 | 20 | 40 | 37 | High-pressure injection equipment | 高圧噴射装置
TE_70_20_40_48 | 70 | 20 | 40 | 48 | Low-pressure injection equipment | 低圧噴射装置
TE_70_20_50 | 70 | 20 | 50 |  | Cleaning and surface preparation equipment | 洗浄および表面処理装置
TE_70_20_50_08 | 70 | 20 | 50 | 08 | Blasting machines and equipment | ブラスト機および装置
TE_70_20_50_37 | 70 | 20 | 50 | 37 | High-pressure and steam jet cleaners | 高圧およびスチームジェットクリーナー
TE_70_20_50_48 | 70 | 20 | 50 | 48 | Low-pressure cleaning machines | 低圧洗浄機
TE_70_20_50_56 | 70 | 20 | 50 | 56 | Needle scalers | ニードルスケーラー
TE_70_20_50_92 | 70 | 20 | 50 | 92 | Underwater cleaning equipment | 水中洗浄装置
TE_70_20_60 | 70 | 20 | 60 |  | Compressors | コンプレッサー
TE_70_20_60_47 | 70 | 20 | 60 | 47 | Lorry-mounted compressors | 大型トラックに取り付けられたコンプレッサー
TE_70_20_60_90 | 70 | 20 | 60 | 90 | Tractor-mounted compressors | トラクターに取り付けられたコンプレッサー
TE_70_20_70 | 70 | 20 | 70 |  | Compressed air machines and equipment | 圧縮空気の機械および装置
TE_70_20_70_02 | 70 | 20 | 70 | 02 | Air hoses | エアホース
TE_70_20_70_15 | 70 | 20 | 70 | 15 | Compressed air receivers | 圧縮空気レシーバー
TE_70_20_70_55 | 70 | 20 | 70 | 55 | Mufflers | マフラー
TE_70_20_70_89 | 70 | 20 | 70 | 89 | Tool silencers | ツールサイレンサー
TE_70_20_80 | 70 | 20 | 80 |  | Steel reinforcement cutting and bending plant and equipment | 鉄筋の切断および曲げプラントおよび機器
TE_70_20_80_06 | 70 | 20 | 80 | 06 | Bar bending machines | バー曲げ機
TE_70_20_80_07 | 70 | 20 | 80 | 07 | Bar cropper machines | バークロッパーマシン
TE_70_20_80_08 | 70 | 20 | 80 | 08 | Bar shearing machines | バーせん断機
TE_70_20_85 | 70 | 20 | 85 |  | Pipe installation and maintenance equipment | パイプの設置および保守装置
TE_70_20_85_40 | 70 | 20 | 85 | 40 | Hydraulic pipe pushers | 油圧パイププッシャー
TE_70_20_85_62 | 70 | 20 | 85 | 62 | Pipe benders | パイプベンダー
TE_70_20_85_63 | 70 | 20 | 85 | 63 | Pipe cutters | パイプカッター
TE_70_20_85_66 | 70 | 20 | 85 | 66 | Pipe threading equipment | パイプねじ切り装置
TE_70_20_90 | 70 | 20 | 90 |  | Ancillary equipment | 付属機器
TE_70_20_90_10 | 70 | 20 | 90 | 10 | Buckets | バケット
TE_70_20_90_22 | 70 | 20 | 90 | 22 | Dehumidifiers | 除湿機
TE_70_20_90_48 | 70 | 20 | 90 | 48 | Loading rails | ローディングレール
TE_70_20_90_87 | 70 | 20 | 90 | 87 | Tarpaulins | 防水シート
TE_70_40 | 70 | 40 |  |  | Surveying and measuring equipment | 測量・測定機器
TE_70_40_10 | 70 | 40 | 10 |  | Levels | レベル
TE_70_40_10_05 | 70 | 40 | 10 | 05 | Auto levels | 自動レベル
TE_70_40_10_25 | 70 | 40 | 10 | 25 | Dumpy levels | ダンピーレベル
TE_70_40_10_27 | 70 | 40 | 10 | 27 | Engineers' precise auto levels | エンジニアの正確な自動レベル
TE_70_40_10_47 | 70 | 40 | 10 | 47 | Levelling staffs | レベリングスタッフ
TE_70_40_10_65 | 70 | 40 | 10 | 65 | Prism sets | プリズムセット
TE_70_40_10_80 | 70 | 40 | 10 | 80 | Spirit levels | 水準器
TE_70_40_10_88 | 70 | 40 | 10 | 88 | Tilting levels | 傾斜レベル
TE_70_40_10_89 | 70 | 40 | 10 | 89 | Theodolites | セオドライト
TE_70_40_10_96 | 70 | 40 | 10 | 96 | Water levels | 水位
TE_70_40_50 | 70 | 40 | 50 |  | Measuring equipment | 測定装置
TE_70_40_50_06 | 70 | 40 | 50 | 06 | Binoculars | 双眼鏡
TE_70_40_50_08 | 70 | 40 | 50 | 08 | Boning rods | 骨抜き棒
TE_70_40_50_22 | 70 | 40 | 50 | 22 | Distance meters | 距離メートル
TE_70_40_50_31 | 70 | 40 | 50 | 31 | Folding rules | 折りたたみルール
TE_70_40_50_37 | 70 | 40 | 50 | 37 | Height sticks | 高さスティック
TE_70_40_50_46 | 70 | 40 | 50 | 46 | Laser aligners | レーザーアライナー
TE_70_40_50_51 | 70 | 40 | 50 | 51 | Measuring rods | 物差し
TE_70_40_50_52 | 70 | 40 | 50 | 52 | Measuring tapes | 巻尺
TE_70_40_50_53 | 70 | 40 | 50 | 53 | Measuring wheels | 測定ホイール
TE_70_40_50_54 | 70 | 40 | 50 | 54 | Micrometers | マイクロメータ
TE_70_40_50_64 | 70 | 40 | 50 | 64 | Plumb lines | 下げ振り
TE_70_40_50_66 | 70 | 40 | 50 | 66 | Profile boards | プロファイルボード
TE_70_40_50_79 | 70 | 40 | 50 | 79 | Sight rails | サイトレール
TE_70_40_50_82 | 70 | 40 | 50 | 82 | Sound level meters | 騒音計
TE_70_40_50_87 | 70 | 40 | 50 | 87 | Tachometers | タコメータ
TE_70_40_50_94 | 70 | 40 | 50 | 94 | Verniers | バーニア
TE_70_40_70 | 70 | 40 | 70 |  | Surveying equipment | 測量機器
TE_70_40_70_13 | 70 | 40 | 70 | 13 | Centring rods | センタリングロッド
TE_70_40_70_22 | 70 | 40 | 70 | 22 | Direction indicating devices | 方向指示装置
TE_70_40_70_27 | 70 | 40 | 70 | 27 | Electromagnetic distance measuring (EDM) instruments | 電磁距離測定（EDM）機器
TE_70_40_70_51 | 70 | 40 | 70 | 51 | Measuring telescopes | 望遠鏡の測定
TE_70_40_70_58 | 70 | 40 | 70 | 58 | Optical plummets | 光学下げ振り
TE_70_40_70_70 | 70 | 40 | 70 | 70 | Ranging poles | レンジングポール
TE_70_40_70_83 | 70 | 40 | 70 | 83 | Staffs | スタッフ
TE_70_40_70_85 | 70 | 40 | 70 | 85 | Surface indicating devices | 表面表示装置
TE_70_40_70_89 | 70 | 40 | 70 | 89 | Tribrachs | Tribrachs
TE_70_40_70_90 | 70 | 40 | 70 | 90 | Tripods | 三脚
TE_70_50 | 70 | 50 |  |  | Hand tools | 手工具
TE_70_50_10 | 70 | 50 | 10 |  | Handsaws | ハンドソー
TE_70_50_10_06 | 70 | 50 | 10 | 06 | Back saws | バックソー
TE_70_50_10_08 | 70 | 50 | 10 | 08 | Bow saws | 弓のこぎり
TE_70_50_10_14 | 70 | 50 | 10 | 14 | Compass saws | コンパスのこぎり
TE_70_50_10_16 | 70 | 50 | 10 | 16 | Coping saws | コーピングソー
TE_70_50_10_24 | 70 | 50 | 10 | 24 | Drywall saws | 乾式壁のこぎり
TE_70_50_10_29 | 70 | 50 | 10 | 29 | Flooring saws | フローリングのこぎり
TE_70_50_10_31 | 70 | 50 | 10 | 31 | Fretsaws | Fretsaws
TE_70_50_10_36 | 70 | 50 | 10 | 36 | Hacksaws | 弓のこ
TE_70_50_10_60 | 70 | 50 | 10 | 60 | Panel saws | パネルのこぎり
TE_70_50_15 | 70 | 50 | 15 |  | Power saws | パワーソー
TE_70_50_15_03 | 70 | 50 | 15 | 03 | Alligator saws | ワニのこぎり
TE_70_50_15_06 | 70 | 50 | 15 | 06 | Bandsaws | バンドソー
TE_70_50_15_09 | 70 | 50 | 15 | 09 | Brick saws | レンガのこぎり
TE_70_50_15_12 | 70 | 50 | 15 | 12 | Chainsaws | チェーンソー
TE_70_50_15_13 | 70 | 50 | 15 | 13 | Circular saws | 丸鋸
TE_70_50_15_44 | 70 | 50 | 15 | 44 | Jig saws | ジグソー
TE_70_50_15_52 | 70 | 50 | 15 | 52 | Mitre saws | マイターソー
TE_70_50_20 | 70 | 50 | 20 |  | Pipework equipment | 配管設備
TE_70_50_20_31 | 70 | 50 | 20 | 31 | Flaring tools | フレアリングツール
TE_70_50_20_44 | 70 | 50 | 20 | 44 | Joint assembly tools | ジョイントアセンブリツール
TE_70_50_20_64 | 70 | 50 | 20 | 64 | Pipe defrosting equipment | パイプ霜取り装置
TE_70_50_20_67 | 70 | 50 | 20 | 67 | Pipe wrenches | パイプレンチ
TE_70_50_20_70 | 70 | 50 | 20 | 70 | Plumber's furnaces | 配管工のかまど
TE_70_50_30 | 70 | 50 | 30 |  | Hammers | ハンマー
TE_70_50_30_07 | 70 | 50 | 30 | 07 | Bricklayer's hammers | 煉瓦工のハンマー
TE_70_50_30_09 | 70 | 50 | 30 | 09 | Bush hammers | びしゃん
TE_70_50_30_11 | 70 | 50 | 30 | 11 | Carpenter's hammers | 大工のハンマー
TE_70_50_30_13 | 70 | 50 | 30 | 13 | Chipping hammers | チッピングハンマー
TE_70_50_30_15 | 70 | 50 | 30 | 15 | Club hammers | クラブハンマー
TE_70_50_30_22 | 70 | 50 | 30 | 22 | Demolition hammers | 解体ハンマー
TE_70_50_30_71 | 70 | 50 | 30 | 71 | Riveting hammers | リベット打ちハンマー
TE_70_50_30_73 | 70 | 50 | 30 | 73 | Rotary hammers | ロータリーハンマー
TE_70_50_30_80 | 70 | 50 | 30 | 80 | Sledgehammers | スレッジハンマー
TE_70_50_40 | 70 | 50 | 40 |  | Handheld drills and equipment | ハンドヘルドドリルおよび機器
TE_70_50_40_05 | 70 | 50 | 40 | 05 | Augers | オージェ
TE_70_50_40_21 | 70 | 50 | 40 | 21 | Diamond drilling and chasing equipment | ダイヤモンド掘削および追跡装置
TE_70_50_40_22 | 70 | 50 | 40 | 22 | Drill bits | ドリルビット
TE_70_50_40_23 | 70 | 50 | 40 | 23 | Drill rods | ドリルロッド
TE_70_50_40_24 | 70 | 50 | 40 | 24 | Drill stands | ドリルスタンド
TE_70_50_40_64 | 70 | 50 | 40 | 64 | Pipe drilling tackle | パイプ掘削タックル
TE_70_50_40_70 | 70 | 50 | 40 | 70 | Reversible drills | リバーシブルドリル
TE_70_50_40_72 | 70 | 50 | 40 | 72 | Rock drills | ロックドリル
TE_70_50_40_73 | 70 | 50 | 40 | 73 | Rotary drills | ロータリードリル
TE_70_50_40_96 | 70 | 50 | 40 | 96 | Wheel braces | ホイールブレース
TE_70_50_45 | 70 | 50 | 45 |  | Handheld equipment | ハンドヘルド機器
TE_70_50_45_02 | 70 | 50 | 45 | 02 | Adhesive guns | 粘着ガン
TE_70_50_45_08 | 70 | 50 | 45 | 08 | Bolt tensioning tools | ボルトテンションツール
TE_70_50_45_11 | 70 | 50 | 45 | 11 | Cable cutters | ケーブルカッター
TE_70_50_45_12 | 70 | 50 | 45 | 12 | Cable locators | ケーブルロケーター
TE_70_50_45_17 | 70 | 50 | 45 | 17 | Crimping tools | 圧着工具
TE_70_50_45_25 | 70 | 50 | 45 | 25 | Dynamometers | 動力計
TE_70_50_45_27 | 70 | 50 | 45 | 27 | Engraver | 彫刻家
TE_70_50_45_37 | 70 | 50 | 45 | 37 | Heat guns | ヒートガン
TE_70_50_45_39 | 70 | 50 | 45 | 39 | Hydraulic wrenches | 油圧レンチ
TE_70_50_45_42 | 70 | 50 | 45 | 42 | Impact wrenches | インパクトレンチ
TE_70_50_45_50 | 70 | 50 | 45 | 50 | Metal detectors | 金属探知機
TE_70_50_45_56 | 70 | 50 | 45 | 56 | Nail guns | ネイルガン
TE_70_50_45_57 | 70 | 50 | 45 | 57 | Nibblers | ニブラー
TE_70_50_45_63 | 70 | 50 | 45 | 63 | Pipeline locators | パイプラインロケーター
TE_70_50_45_72 | 70 | 50 | 45 | 72 | Rivet guns | リベット銃
TE_70_50_45_88 | 70 | 50 | 45 | 88 | Torque wrenches | トルクレンチ
TE_70_50_45_96 | 70 | 50 | 45 | 96 | Wire pullers | ワイヤープラー
TE_70_50_45_97 | 70 | 50 | 45 | 97 | Wire tensioners | ワイヤーテンショナー
TE_70_50_50 | 70 | 50 | 50 |  | Painting and insulation application equipment | 塗装および断熱材塗布装置
TE_70_50_50_41 | 70 | 50 | 50 | 41 | Insulation injection equipment | 絶縁注入装置
TE_70_50_50_60 | 70 | 50 | 50 | 60 | Paintbrushes | ペイントブラシ
TE_70_50_50_62 | 70 | 50 | 50 | 62 | Paint kettles | やかんを塗る
TE_70_50_50_64 | 70 | 50 | 50 | 64 | Paint metering systems | 塗料計量システム
TE_70_50_50_66 | 70 | 50 | 50 | 66 | Paint rollers | ペイントローラー
TE_70_50_50_80 | 70 | 50 | 50 | 80 | Spraying equipment for paints and insulation | 塗料および断熱材用のスプレー装置
TE_70_50_60 | 70 | 50 | 60 |  | Barrows | バロウズ
TE_70_50_60_36 | 70 | 50 | 60 | 36 | Hand barrows | 手手押し車
TE_70_50_60_65 | 70 | 50 | 60 | 65 | Powered barrows | 動力付き手押し車
TE_70_50_65 | 70 | 50 | 65 |  | Excavation tools | 発掘ツール
TE_70_50_65_15 | 70 | 50 | 65 | 15 | Clay spits | 粘土の唾
TE_70_50_65_60 | 70 | 50 | 65 | 60 | Picks | ピック
TE_70_50_65_80 | 70 | 50 | 65 | 80 | Spades | スペード
TE_70_50_70 | 70 | 50 | 70 |  | Levering bars | レバリングバー
TE_70_50_70_20 | 70 | 50 | 70 | 20 | Crowbars | バール
TE_70_50_70_60 | 70 | 50 | 70 | 60 | Pinch bars | ピンチバー
TE_70_50_80 | 70 | 50 | 80 |  | Screwdrivers, spanners and bolt cutters | ドライバー、スパナ、ボルトカッター
TE_70_50_80_01 | 70 | 50 | 80 | 01 | Adjustable spanners | モンキーレンチ
TE_70_50_80_03 | 70 | 50 | 80 | 03 | Allen keys | 六角レンチ
TE_70_50_80_08 | 70 | 50 | 80 | 08 | Bolt cutters | ボルトカッター
TE_70_50_80_17 | 70 | 50 | 80 | 17 | Cross head screwdrivers | クロスヘッドドライバー
TE_70_50_80_30 | 70 | 50 | 80 | 30 | Flathead screwdrivers | マイナスドライバー
TE_70_50_80_70 | 70 | 50 | 80 | 70 | Ratchet screwdrivers | ラチェットドライバー
TE_70_50_80_80 | 70 | 50 | 80 | 80 | Spanners | スパナ
TE_70_50_85 | 70 | 50 | 85 |  | Trowels | こて
TE_70_50_85_03 | 70 | 50 | 85 | 03 | Angle trowels | アングルこて
TE_70_50_85_33 | 70 | 50 | 85 | 33 | Gauging trowels | こてのゲージング
TE_70_50_85_46 | 70 | 50 | 85 | 46 | Laying on trowels | こての上に置く
TE_70_50_90 | 70 | 50 | 90 |  | Floats | フロート
TE_70_50_90_18 | 70 | 50 | 90 | 18 | Cross-grained floats | クロスグレインフロート
TE_70_50_90_22 | 70 | 50 | 90 | 22 | Devil floats | 悪魔が浮かぶ
TE_70_60 | 70 | 60 |  |  | Electrical tools | 電動工具
TE_70_60_10 | 70 | 60 | 10 |  | Sanders | サンダース
TE_70_60_10_07 | 70 | 60 | 10 | 07 | Belt sanders | ベルトサンダー
TE_70_60_10_58 | 70 | 60 | 10 | 58 | Orbital sanders | オービタルサンダー
TE_70_60_20 | 70 | 60 | 20 |  | Grinders | グラインダー
TE_70_60_20_03 | 70 | 60 | 20 | 03 | Angle grinders | アングルグラインダー
TE_70_60_20_07 | 70 | 60 | 20 | 07 | Bench grinders | ベンチグラインダー
TE_70_60_20_84 | 70 | 60 | 20 | 84 | Straight grinders | ストレートグラインダー
TE_70_60_30 | 70 | 60 | 30 |  | Polishers | ポリッシャー
TE_70_60_30_30 | 70 | 60 | 30 | 30 | Floor polishers | フロアポリッシャー
TE_70_60_40 | 70 | 60 | 40 |  | Planers | プレーナー
TE_70_60_50 | 70 | 60 | 50 |  | Routers | ルーター
TE_70_60_60 | 70 | 60 | 60 |  | Scabblers | スキャブラー
TE_70_60_70 | 70 | 60 | 70 |  | Breakers | ブレーカー
TE_70_80 | 70 | 80 |  |  | Testing equipment | 試験装置
TE_70_80_10 | 70 | 80 | 10 |  | Concrete testing equipment | コンクリート試験装置
TE_70_80_20 | 70 | 80 | 20 |  | Drain testing equipment | 試験装置の排水
TE_70_80_20_80 | 70 | 80 | 20 | 80 | Sewer test and inspection equipment | 下水道試験・検査設備
TE_70_80_25 | 70 | 80 | 25 |  | Electrical testing equipment | 電気試験装置
TE_70_80_25_11 | 70 | 80 | 25 | 11 | Cable fault reflectometers | ケーブル障害反射率計
TE_70_80_25_12 | 70 | 80 | 25 | 12 | Cable fault locators | ケーブル障害ロケーター
TE_70_80_25_15 | 70 | 80 | 25 | 15 | Clamp meters | クランプメーター
TE_70_80_25_30 | 70 | 80 | 25 | 30 | Frequency selective meters | 周波数選択メーター
TE_70_80_25_32 | 70 | 80 | 25 | 32 | Fuse finder kits | ヒューズファインダーキット
TE_70_80_25_42 | 70 | 80 | 25 | 42 | Illuminance meters | 照度計
TE_70_80_25_44 | 70 | 80 | 25 | 44 | Impedance meters | インピーダンスメーター
TE_70_80_25_76 | 70 | 80 | 25 | 76 | Scopemeters | スコープメーター
TE_70_80_25_92 | 70 | 80 | 25 | 92 | Ultrasonic flaw detectors | 超音波探傷器
TE_70_80_40 | 70 | 80 | 40 |  | Pipe testing equipment | パイプ試験装置
TE_70_80_60 | 70 | 80 | 60 |  | Sampling equipment | サンプリング装置
TE_70_80_80 | 70 | 80 | 80 |  | Weighing machines for construction materials | 建材用はかり
TE_70_80_90 | 70 | 80 | 90 |  | Weighing machines for vehicles | 車両用はかり

## PM
PM Project Management - 21 October 2020 - v1.10
Code | Group | Sub group | Section | Object | Title | 機械翻訳byGoogleTranslate(2020.11-BSIJ) | 出典(2020.11-BSIJ) | NBS Code | NRM | 定義Ss, Prのみ
PM_10 | 10 |  |  |  | Project information | プロジェクト情報
PM_10_10 | 10 | 10 |  |  | Project | 事業
PM_10_10_60 | 10 | 10 | 60 |  | Project description | プロジェクトの説明 |  | 00-05-70/110 Project location;
PM_10_20 | 10 | 20 |  |  | Client requirements | クライアントの要件
PM_10_20_03 | 10 | 20 | 03 |  | Appointment document | 予定書
PM_10_20_07 | 10 | 20 | 07 |  | Brief | 簡単な
PM_10_20_09 | 10 | 20 | 09 |  | Buildability statement | 構築可能性ステートメント
PM_10_20_14 | 10 | 20 | 14 |  | Community and tenant liaison plan | コミュニティとテナントの連絡計画
PM_10_20_16 | 10 | 20 | 16 |  | Construction industry registration scheme requirements | 建設業界の登録スキームの要件
PM_10_20_17 | 10 | 20 | 17 |  | Core requirements statement | コア要件ステートメント
PM_10_20_18 | 10 | 20 | 18 |  | Cost benefit analysis | 費用便益分析
PM_10_20_26 | 10 | 20 | 26 |  | Environmental policy | 環境方針
PM_10_20_28 | 10 | 20 | 28 |  | Exchange information requirements | 情報交換の要件 |  | 00-70-70/765 Named subcontractors: Production information;
PM_10_20_30 | 10 | 20 | 30 |  | Feasibility study | フィージビリティスタディ
PM_10_20_69 | 10 | 20 | 69 |  | Quality plan | 品質計画
PM_10_20_75 | 10 | 20 | 75 |  | Stakeholder engagement plan | 利害関係者の関与計画
PM_10_20_82 | 10 | 20 | 82 |  | Statement of requirements | 要件のステートメント
PM_10_20_84 | 10 | 20 | 84 |  | Statement of security requirements | セキュリティ要件のステートメント
PM_10_20_86 | 10 | 20 | 86 |  | Sustainable development engagement plan | 持続可能な開発エンゲージメントプラン
PM_10_20_90 | 10 | 20 | 90 |  | Technical statement of requirements (TSOR) | 要件のテクニカルステートメント（TSOR）
PM_10_20_92 | 10 | 20 | 92 |  | User requirement document | ユーザー要件ドキュメント
PM_10_80 | 10 | 80 |  |  | Space management requirements | スペース管理要件
PM_10_80_10 | 10 | 80 | 10 |  | Accommodation and layout plan | 宿泊とレイアウトプラン
PM_10_80_75 | 10 | 80 | 75 |  | Space design | 空間デザイン
PM_10_80_80 | 10 | 80 | 80 |  | Space plan | 空間設計
PM_10_80_85 | 10 | 80 | 85 |  | Space standard | スペース標準
PM_30 | 30 |  |  |  | Site, ground and environmental information | サイト、地面、環境情報
PM_30_10 | 30 | 10 |  |  | Site survey information | サイト調査情報 |  | 00-05-10/105 Site information;
PM_30_10_15 | 30 | 10 | 15 |  | Condition survey information | 状態調査情報
PM_30_10_22 | 30 | 10 | 22 |  | Dimensional information | 寸法情報
PM_30_10_28 | 30 | 10 | 28 |  | Existing structure information | 既存の構造情報
PM_30_10_38 | 30 | 10 | 38 |  | Hydraulic information | 油圧情報
PM_30_10_39 | 30 | 10 | 39 |  | Hydrology information | 水文学情報
PM_30_10_47 | 30 | 10 | 47 |  | Land registration information | 土地登記情報
PM_30_10_58 | 30 | 10 | 58 |  | Mapping information | マッピング情報
PM_30_10_76 | 30 | 10 | 76 |  | Scan survey information | 調査情報をスキャンする
PM_30_10_80 | 30 | 10 | 80 |  | Site boundary information | サイト境界情報
PM_30_10_93 | 30 | 10 | 93 |  | Utilities and services survey information | ユーティリティとサービスの調査情報 |  | 00-05-10/115 Utilities and services survey;
PM_30_20 | 30 | 20 |  |  | Ground investigation reports | 地盤調査報告 |  | 00-05-10/120 Ground information;
PM_30_20_02 | 30 | 20 | 02 |  | Archaeological survey report | 考古学調査報告書
PM_30_20_10 | 30 | 20 | 10 |  | Geological survey report | 地質調査報告書
PM_30_20_17 | 30 | 20 | 17 |  | Contaminated land survey report | 汚染地調査報告書
PM_30_20_24 | 30 | 20 | 24 |  | Underground services survey report | 地下サービス調査報告書
PM_30_20_33 | 30 | 20 | 33 |  | Geotechnical survey report | 地盤調査報告書
PM_30_20_35 | 30 | 20 | 35 |  | Ground investigation report | 地盤調査報告 |  | 00-05-10/125 Ground investigation report;
PM_30_20_46 | 30 | 20 | 46 |  | Land quality assessment report | 土地品質評価レポート
PM_30_20_89 | 30 | 20 | 89 |  | Topographic survey report | 地形測量レポート
PM_30_30 | 30 | 30 |  |  | Environmental information | 環境情報 |  | 00-05-10/130 Environmental information;
PM_30_30_10 | 30 | 30 | 10 |  | Carbon calculation report | 炭素計算レポート
PM_30_30_15 | 30 | 30 | 15 |  | Coastal model | 沿岸モデル
PM_30_30_23 | 30 | 30 | 23 |  | Drainage model | 排水モデル
PM_30_30_25 | 30 | 30 | 25 |  | Ecology survey report | 生態調査報告書 |  | 00-05-10/135 Ecology survey report;
PM_30_30_26 | 30 | 30 | 26 |  | Environmental action report | 環境行動報告書
PM_30_30_27 | 30 | 30 | 27 |  | Environmental impact report | 環境影響レポート |  | 00-60-70/190 Environmental assessment information;
PM_30_30_28 | 30 | 30 | 28 |  | Environmental survey report | 環境調査報告書
PM_30_30_29 | 30 | 30 | 29 |  | Flood risk assessment report | 洪水リスク評価レポート
PM_30_30_30 | 30 | 30 | 30 |  | Flood forecasting model | 洪水予測モデル
PM_30_30_32 | 30 | 30 | 32 |  | Fluvial flow model | 河川流モデル
PM_30_30_39 | 30 | 30 | 39 |  | Hydrological model | 水文モデル
PM_30_30_41 | 30 | 30 | 41 |  | Integrated catchment model | 統合された集水域モデル
PM_30_30_58 | 30 | 30 | 58 |  | Operational waste management plan | 運用廃棄物管理計画
PM_30_30_65 | 30 | 30 | 65 |  | Pluvial flow model | プルビアルフローモデル
PM_30_30_72 | 30 | 30 | 72 |  | Road safety audit report | 交通安全監査報告書
PM_30_30_75 | 30 | 30 | 75 |  | Seismic survey report | 地震探査レポート
PM_30_30_85 | 30 | 30 | 85 |  | Sustainability information | サステナビリティ情報 |  | 00-60-70/180 Sustainability assessment information;
PM_30_30_87 | 30 | 30 | 87 |  | Tidal information | 潮汐情報
PM_30_30_88 | 30 | 30 | 88 |  | Tidal and coastal boundary information | 潮汐と沿岸の境界情報
PM_30_30_96 | 30 | 30 | 96 |  | Water management information | 水管理情報
PM_30_30_98 | 30 | 30 | 98 |  | Weather and climate information | 天気と気候の情報
PM_30_40 | 30 | 40 |  |  | Hazardous substances information | 有害物質情報 |  | 00-05-10/145 Hazardous substances information;
PM_30_40_06 | 30 | 40 | 06 |  | Asbestos survey report | アスベスト調査報告書 |  | 00-05-10/150 Asbestos survey report;
PM_30_40_10 | 30 | 40 | 10 |  | Biological agents survey report | 生物剤調査報告書
PM_30_40_33 | 30 | 40 | 33 |  | Gases survey report | ガス調査報告書
PM_30_40_36 | 30 | 40 | 36 |  | Hazardous chemicals survey report | 有害化学物質調査報告書
PM_30_40_39 | 30 | 40 | 39 |  | Heavy metals survey report | 重金属調査報告書
PM_30_40_46 | 30 | 40 | 46 |  | Lead survey report | リード調査レポート |  | 00-05-10/155 Lead survey report;
PM_30_40_70 | 30 | 40 | 70 |  | Radioactive waste survey report | 放射性廃棄物調査報告書
PM_30_40_92 | 30 | 40 | 92 |  | Unexploded ordnance survey report | 不発弾調査報告
PM_30_40_94 | 30 | 40 | 94 |  | Volatile organic compounds survey report | 揮発性有機化合物調査報告書
PM_35 | 35 |  |  |  | Project performance requirements | プロジェクトのパフォーマンス要件
PM_35_10 | 35 | 10 |  |  | Quality and operational properties performance requirements | 品質および運用特性のパフォーマンス要件
PM_35_10_13 | 35 | 10 | 13 |  | Comfort performance requirements | 快適性能要件
PM_35_10_22 | 35 | 10 | 22 |  | Design quality performance requirements | 設計品質のパフォーマンス要件 |  | 05-20-60/130 Design quality;
PM_35_10_25 | 35 | 10 | 25 |  | Durability performance requirements | 耐久性のパフォーマンス要件 |  | 05-20-60/200 Durability;
PM_35_10_32 | 35 | 10 | 32 |  | Functional properties performance requirements | 機能特性のパフォーマンス要件 |  | 05-20-60/105 Functional and operational properties;
PM_35_10_47 | 35 | 10 | 47 |  | Life cycle performance requirements | ライフサイクルのパフォーマンス要件 |  | 05-20-60/115 Life cycle of building;
PM_35_10_60 | 35 | 10 | 60 |  | Performance compliance requirements | パフォーマンスコンプライアンス要件 |  | 05-20-60/145 Compliance with performance requirements;
PM_35_10_65 | 35 | 10 | 65 |  | Project context performance requirements | プロジェクトコンテキストのパフォーマンス要件 |  | 05-20-60/100 Project context;
PM_35_20 | 35 | 20 |  |  | Structural performance requirements | 構造性能要件
PM_35_20_03 | 35 | 20 | 03 |  | Accidental loading performance requirements | 偶発的なロードパフォーマンス要件 |  | 05-20-60/213 Accidental loading;
PM_35_20_26 | 35 | 20 | 26 |  | Earthquake loading performance requirements | 地震荷重性能要件
PM_35_20_33 | 35 | 20 | 33 |  | Geotechnical performance requirements | 地盤工学的性能要件
PM_35_20_42 | 35 | 20 | 42 |  | Imposed loads performance requirements | 課せられた負荷性能要件 |  | 05-20-60/203 Permanent and imposed loads;
PM_35_20_62 | 35 | 20 | 62 |  | Permanent loads performance requirements | 永続的な負荷のパフォーマンス要件 |  | 05-20-60/211 Loading for mechanical and electrical services;
PM_35_20_76 | 35 | 20 | 76 |  | Snow and ice load performance requirements | 雪と氷の負荷性能要件 |  | 05-20-60/207 Snow loading;
PM_35_20_80 | 35 | 20 | 80 |  | Structural design performance requirements | 構造設計の性能要件 |  | 05-20-60/201 Structural design standards;
PM_35_20_82 | 35 | 20 | 82 |  | Subsidence mitigation performance requirements | 地盤沈下緩和のパフォーマンス要件
PM_35_20_90 | 35 | 20 | 90 |  | Thermal actions performance requirements | 熱作用の性能要件 |  | 05-20-60/209 Thermal actions;
PM_35_20_96 | 35 | 20 | 96 |  | Wind loading performance requirements | 風荷重性能要件 |  | 05-20-60/205 Wind actions;
PM_35_30 | 35 | 30 |  |  | Fire performance requirements | 火災性能要件
PM_35_30_04 | 35 | 30 | 04 |  | Automatic fire suppression performance requirements | 自動消火性能要件
PM_35_30_20 | 35 | 30 | 20 |  | Escape lighting performance requirements | エスケープ照明のパフォーマンス要件
PM_35_30_24 | 35 | 30 | 24 |  | Fire and rescue service requirements | 消防および救助サービスの要件
PM_35_30_26 | 35 | 30 | 26 |  | Fire protection zone requirements | 防火区域の要件
PM_35_30_28 | 35 | 30 | 28 |  | Fire resistance performance requirements | 耐火性能要件 |  | 05-20-60/264 Fire resistance – European classification;
PM_35_30_30 | 35 | 30 | 30 |  | Fire safety performance requirements | 防火性能要件 |  | 05-20-60/259 Fire safety - special building types;
PM_35_30_70 | 35 | 30 | 70 |  | Reaction to fire performance requirements | 火災性能要件への対応 |  | 05-20-60/267 Reaction to fire – European classification;
PM_35_30_80 | 35 | 30 | 80 |  | Spread of fire performance requirements | 火災性能要件の広がり |  | 05-20-60/265 Fire propagation and surface spread of flame – UK national classification;
PM_35_30_85 | 35 | 30 | 85 |  | Structural fire performance requirements | 構造火災性能要件 |  | 05-20-60/269 Structural fire performance criteria;
PM_35_30_96 | 35 | 30 | 96 |  | Wildfire protection performance requirements | 山火事保護のパフォーマンス要件
PM_35_40 | 35 | 40 |  |  | Environment and sustainability performance requirements | 環境と持続可能性のパフォーマンス要件
PM_35_40_03 | 35 | 40 | 03 |  | Airtightness performance requirements | 気密性能要件 |  | 05-20-60/239 Air permeability (Airtightness);
PM_35_40_08 | 35 | 40 | 08 |  | Biodiversity performance requirements | 生物多様性のパフォーマンス要件
PM_35_40_15 | 35 | 40 | 15 |  | Condensation control performance requirements | 結露制御の性能要件 |  | 05-20-60/275 Control of condensation;
PM_35_40_30 | 35 | 40 | 30 |  | Environmental scheme performance requirements | 環境スキームのパフォーマンス要件 |  | 05-20-60/279 BREEAM;
PM_35_40_31 | 35 | 40 | 31 |  | Fauna biosecurity performance requirements | 動物相のバイオセキュリティ性能要件
PM_35_40_32 | 35 | 40 | 32 |  | Flood defence performance requirements | 洪水防御性能要件
PM_35_40_33 | 35 | 40 | 33 |  | Flora biosecurity performance requirements | フローラのバイオセキュリティパフォーマンス要件
PM_35_40_34 | 35 | 40 | 34 |  | Habitat creation and protection requirements | 生息地の作成と保護の要件 |  | 05-20-05/205 Design of biodiversity and habitat conservation measures;
PM_35_40_35 | 35 | 40 | 35 |  | Hazardous materials performance requirements | 危険物の性能要件
PM_35_40_37 | 35 | 40 | 37 |  | Human biosecurity performance requirements | 人間のバイオセキュリティパフォーマンス要件
PM_35_40_38 | 35 | 40 | 38 |  | Hydrological performance requirements | 水文学的性能要件
PM_35_40_47 | 35 | 40 | 47 |  | Lightning protection performance requirements | 避雷性能要件
PM_35_40_72 | 35 | 40 | 72 |  | Resistance to ground contaminants performance requirements | 接地汚染物質に対する耐性性能要件 |  | 05-20-60/273 Resistance to ground contaminants;
PM_35_40_84 | 35 | 40 | 84 |  | Sustainability performance requirements | 持続可能性のパフォーマンス要件 |  | 05-20-60/135 Sustainability;
PM_35_40_96 | 35 | 40 | 96 |  | Watertightness performance requirements | 水密性能要件 |  | 05-20-60/271 Site preparation and resistance to moisture;
PM_35_50 | 35 | 50 |  |  | Safety performance requirements | 安全性能要件
PM_35_50_01 | 35 | 50 | 01 |  | Accessibility performance requirements | アクセシビリティパフォーマンス要件 |  | 05-20-60/120 Accessibility;
PM_35_50_65 | 35 | 50 | 65 |  | Project and site safety performance requirements | プロジェクトとサイトの安全性能要件
PM_35_50_72 | 35 | 50 | 72 |  | Safety and protection performance requirements | 安全性と保護性能の要件
PM_35_50_74 | 35 | 50 | 74 |  | Security performance requirements | セキュリティパフォーマンス要件 |  | 05-20-60/122 Security;
PM_35_60 | 35 | 60 |  |  | Acoustic performance requirements | 音響性能要件
PM_35_60_01 | 35 | 60 | 01 |  | Acoustic attenuation performance requirements | 音響減衰性能要件 |  | 05-20-60/255 Weighted sound reduction index;
PM_35_60_03 | 35 | 60 | 03 |  | Acoustic diffusion performance requirements | 音響拡散性能要件 |  | 05-20-60/257 Weighted normalized flanking level difference;
PM_35_60_05 | 35 | 60 | 05 |  | Acoustic separation performance requirements | 音響分離性能要件 |  | 05-20-60/247 Acoustic performance of healthcare buildings;
PM_35_60_95 | 35 | 60 | 95 |  | Vibration control performance requirements | 振動制御性能要件
PM_35_70 | 35 | 70 |  |  | Energy performance requirements | エネルギー性能要件
PM_35_70_05 | 35 | 70 | 05 |  | Air conditioning performance requirements | エアコンの性能要件 |  | 05-20-60/227 Design of air conditioning systems;
PM_35_70_15 | 35 | 70 | 15 |  | Chilled water performance requirements | 冷水性能要件
PM_35_70_17 | 35 | 70 | 17 |  | Combustion appliance performance requirements | 燃焼器具の性能要件
PM_35_70_20 | 35 | 70 | 20 |  | Daylight and shading performance requirements | 昼光とシェーディングのパフォーマンス要件
PM_35_70_36 | 35 | 70 | 36 |  | Heating performance requirements | 暖房性能要件 |  | 05-20-60/233 Design of heating systems;
PM_35_70_38 | 35 | 70 | 38 |  | Hot and cold water supply performance requirements | 温水および冷水の供給性能要件 |  | 05-20-60/277 Design of hot and cold water systems;
PM_35_70_46 | 35 | 70 | 46 |  | Lighting performance requirements | 照明性能要件
PM_35_70_92 | 35 | 70 | 92 |  | Thermal performance requirements | 熱性能要件 |  | 05-20-60/241 Thermal transmittance (U-value);
PM_35_70_94 | 35 | 70 | 94 |  | Ventilation performance requirements | 換気性能要件 |  | 05-20-60/221 Design of ventilation systems for non-domestic buildings;
PM_40 | 40 |  |  |  | Design and approvals information | 設計および承認情報
PM_40_20 | 40 | 20 |  |  | Design strategies | 設計戦略
PM_40_20_05 | 40 | 20 | 05 |  | Air conditioning design strategy | 空調設計戦略
PM_40_20_13 | 40 | 20 | 13 |  | Civil engineering design strategy | 土木設計戦略
PM_40_20_15 | 40 | 20 | 15 |  | Commissioning strategy | 試運転戦略
PM_40_20_17 | 40 | 20 | 17 |  | Conservation strategy | 保全戦略
PM_40_20_19 | 40 | 20 | 19 |  | Cost plan strategy | コスト計画戦略
PM_40_20_21 | 40 | 20 | 21 |  | Daylight design strategy | 昼光設計戦略
PM_40_20_26 | 40 | 20 | 26 |  | Energy strategy | エネルギー戦略
PM_40_20_30 | 40 | 20 | 30 |  | Fire safety strategy | 火災安全戦略
PM_40_20_36 | 40 | 20 | 36 |  | Health and safety strategy | 健康と安全の戦略
PM_40_20_38 | 40 | 20 | 38 |  | Heating and cooling design strategy | 冷暖房設計戦略
PM_40_20_42 | 40 | 20 | 42 |  | Inclusive design strategy | 包括的な設計戦略
PM_40_20_47 | 40 | 20 | 47 |  | Lighting strategy | 照明戦略
PM_40_20_63 | 40 | 20 | 63 |  | Planning strategy | 計画戦略
PM_40_20_65 | 40 | 20 | 65 |  | Plan for use strategy | 使用戦略の計画
PM_40_20_83 | 40 | 20 | 83 |  | Structural engineering design strategy | 構造工学設計戦略
PM_40_20_85 | 40 | 20 | 85 |  | Sustainability strategy | サステナビリティ戦略
PM_40_20_94 | 40 | 20 | 94 |  | Ventilation design strategy | 換気設計戦略
PM_40_30 | 40 | 30 |  |  | Design information | 設計情報 |  | 00-70-70/420A Design documents;
PM_40_30_17 | 40 | 30 | 17 |  | Concept analysis | コンセプト分析
PM_40_30_18 | 40 | 30 | 18 |  | Construction specification | 構造仕様
PM_40_30_20 | 40 | 30 | 20 |  | Design calculations | 設計計算
PM_40_30_23 | 40 | 30 | 23 |  | Design philosophy statement | デザイン哲学ステートメント |  | 00-70-70/360 Design and management objectives statement;
PM_40_30_24 | 40 | 30 | 24 |  | Design responsibility matrix | 設計責任マトリックス
PM_40_30_25 | 40 | 30 | 25 |  | Developmental control plan | 開発管理計画
PM_40_30_27 | 40 | 30 | 27 |  | Energy target | エネルギー目標 |  | 00-60-70/170 Energy rating calculation;
PM_40_30_34 | 40 | 30 | 34 |  | Graphical information | グラフィック情報
PM_40_30_50 | 40 | 30 | 50 |  | Management control plan | 経営管理計画
PM_40_30_52 | 40 | 30 | 52 |  | Mechanical, electrical, instrumentation, controls and automation (MEICA) design | 機械、電気、計装、制御、自動化（MEICA）の設計
PM_40_30_58 | 40 | 30 | 58 |  | Outline specification | 概要仕様
PM_40_30_60 | 40 | 30 | 60 |  | Parametric information | パラメトリック情報
PM_40_30_61 | 40 | 30 | 61 |  | Performance specification | 性能仕様
PM_40_30_62 | 40 | 30 | 62 |  | Photorealistic visualization images | 写実的な視覚化画像
PM_40_30_63 | 40 | 30 | 63 |  | Photorealistic visualization model | フォトリアリスティックな視覚化モデル
PM_40_30_70 | 40 | 30 | 70 |  | Room data | 部屋のデータ
PM_40_30_89 | 40 | 30 | 89 |  | Technical information | 技術的な案内
PM_40_35 | 40 | 35 |  |  | Design models | 設計モデル
PM_40_35_04 | 40 | 35 | 04 |  | Architects models | 建築家モデル
PM_40_35_10 | 40 | 35 | 10 |  | Building services models | サービスモデルの構築
PM_40_35_15 | 40 | 35 | 15 |  | Civil engineering models | 土木モデル
PM_40_35_45 | 40 | 35 | 45 |  | Landscape model | 景観モデル
PM_40_35_83 | 40 | 35 | 83 |  | Structural engineering models | 構造工学モデル
PM_40_40 | 40 | 40 |  |  | Design drawings | 設計図
PM_40_40_01 | 40 | 40 | 01 |  | 2D plan drawings | 2D平面図
PM_40_40_02 | 40 | 40 | 02 |  | 3D plan drawings | 3D平面図
PM_40_40_10 | 40 | 40 | 10 |  | Builders' work drawings | ビルダーの作業図面
PM_40_40_15 | 40 | 40 | 15 |  | Coordination drawings | 調整図
PM_40_40_18 | 40 | 40 | 18 |  | Cross-section drawings | 断面図
PM_40_40_20 | 40 | 40 | 20 |  | Decant drawings | デカント図面
PM_40_40_22 | 40 | 40 | 22 |  | Diagrammatical drawings | 概略図
PM_40_40_27 | 40 | 40 | 27 |  | Elevation drawings | 立面図
PM_40_40_34 | 40 | 40 | 34 |  | General arrangement drawings | 一般配置図
PM_40_40_42 | 40 | 40 | 42 |  | Isometric drawings | アイソメ図
PM_40_40_50 | 40 | 40 | 50 |  | Manufacturer's drawings | メーカーの図面
PM_40_40_54 | 40 | 40 | 54 |  | Multi-view drawings | マルチビュー図面
PM_40_40_63 | 40 | 40 | 63 |  | Phasing drawings | フェーズ図面
PM_40_40_75 | 40 | 40 | 75 |  | Schematic drawings | 概略図
PM_40_40_79 | 40 | 40 | 79 |  | Sketch drawings | 図面をスケッチする
PM_40_40_88 | 40 | 40 | 88 |  | Technical design drawings | 技術設計図
PM_40_50 | 40 | 50 |  |  | Approvals information | 承認情報
PM_40_50_03 | 40 | 50 | 03 |  | Approvals and assurance plan | 承認と保証計画
PM_40_50_10 | 40 | 50 | 10 |  | Building codes application | 建築基準法アプリケーション
PM_40_50_12 | 40 | 50 | 12 |  | Building codes approval | 建築基準法の承認
PM_40_50_14 | 40 | 50 | 14 |  | Consent | 同意
PM_40_50_16 | 40 | 50 | 16 |  | Contribution agreement | 寄付契約
PM_40_50_32 | 40 | 50 | 32 |  | Funding profile | 資金調達プロファイル
PM_40_50_37 | 40 | 50 | 37 |  | Heritage registration | 遺産登録
PM_40_50_41 | 40 | 50 | 41 |  | Internal approval | 内部承認
PM_40_50_47 | 40 | 50 | 47 |  | Landowner agreement | 地主合意
PM_40_50_49 | 40 | 50 | 49 |  | Letter of authority | 権限の手紙
PM_40_50_60 | 40 | 50 | 60 |  | Partnership agreement | パートナーシップ契約
PM_40_50_63 | 40 | 50 | 63 |  | Planning application | 計画アプリケーション
PM_40_50_65 | 40 | 50 | 65 |  | Planning permission | 建築許可
PM_40_50_67 | 40 | 50 | 67 |  | Project board agreement | プロジェクト理事会合意
PM_40_50_69 | 40 | 50 | 69 |  | Project team agreement | プロジェクトチームの合意 |  | 00-30-70/135 Project Team Agreement;
PM_40_60 | 40 | 60 |  |  | Project information management information | プロジェクト情報管理情報
PM_40_60_01 | 40 | 60 | 01 |  | 4D programme federated model | 4Dプログラムフェデレーションモデル
PM_40_60_02 | 40 | 60 | 02 |  | 5D cost federated model | 5Dコストフェデレーションモデル
PM_40_60_03 | 40 | 60 | 03 |  | 6D handover sequence federated model | 6Dハンドオーバーシーケンスフェデレーションモデル
PM_40_60_05 | 40 | 60 | 05 |  | Activities terminology | アクティビティの用語 |  | 00-05-15/310 Activity terminology;
PM_40_60_07 | 40 | 60 | 07 |  | Benefits realization plan | メリット実現計画
PM_40_60_08 | 40 | 60 | 08 |  | BIM execution plan | BIM実行計画 |  | 00-40-70/175 BIM Execution Plan (BEP);
PM_40_60_11 | 40 | 60 | 11 |  | Capability and capacity assessment report | 能力および能力評価レポート
PM_40_60_12 | 40 | 60 | 12 |  | Clash detection resolution report | 干渉検出解決レポート
PM_40_60_16 | 40 | 60 | 16 |  | COBie data sheet | COBieデータシート
PM_40_60_18 | 40 | 60 | 18 |  | Communications plan | コミュニケーション計画
PM_40_60_19 | 40 | 60 | 19 |  | Construction risk review | 建設リスクレビュー
PM_40_60_20 | 40 | 60 | 20 |  | Contingency plan | 緊急時対応計画
PM_40_60_21 | 40 | 60 | 21 |  | Curriculum vitae (CV) | 履歴書（CV）
PM_40_60_22 | 40 | 60 | 22 |  | Data security policy | データセキュリティポリシー |  | 00-70-70/100 Freedom of information;
PM_40_60_23 | 40 | 60 | 23 |  | Description terminology | 説明用語 |  | 00-05-15/210 Description terminology;
PM_40_60_25 | 40 | 60 | 25 |  | Design process management plan | 設計プロセス管理計画
PM_40_60_26 | 40 | 60 | 26 |  | Design programme | デザインプログラム
PM_40_60_27 | 40 | 60 | 27 |  | Electronic data interchange (EDI) | 電子データ交換（EDI） |  | 00-70-70/200A Electronic Data Interchange (EDI);
PM_40_60_31 | 40 | 60 | 31 |  | Federated coordination models | フェデレーション調整モデル
PM_40_60_33 | 40 | 60 | 33 |  | Federated information models | 連合情報モデル
PM_40_60_38 | 40 | 60 | 38 |  | Information assurance | 情報保証
PM_40_60_39 | 40 | 60 | 39 |  | Information validation | 情報の検証
PM_40_60_40 | 40 | 60 | 40 |  | Information verification | 情報検証
PM_40_60_41 | 40 | 60 | 41 |  | Information delivery plan | 情報提供計画
PM_40_60_42 | 40 | 60 | 42 |  | Information mobilization plan | 情報動員計画
PM_40_60_43 | 40 | 60 | 43 |  | Installation process management plan | インストールプロセス管理計画
PM_40_60_50 | 40 | 60 | 50 |  | Master information delivery plan | マスター情報配信計画 |  | 00-70-70/370 Information Release Schedule;
PM_40_60_62 | 40 | 60 | 62 |  | Post-occupancy evaluation | 入居後の評価
PM_40_60_64 | 40 | 60 | 64 |  | Pre-appointment BIM execution plan | 事前予約BIM実行計画
PM_40_60_70 | 40 | 60 | 70 |  | Risk schedule | リスクスケジュール
PM_40_60_72 | 40 | 60 | 72 |  | Risk and opportunities management plan | リスクと機会の管理計画
PM_40_60_85 | 40 | 60 | 85 |  | Stakeholder management plan | 利害関係者管理計画
PM_40_60_87 | 40 | 60 | 87 |  | Task information delivery plan | タスク情報配信計画
PM_40_60_89 | 40 | 60 | 89 |  | Through-life management plan (TLMP) | 生涯管理計画（TLMP）
PM_50 | 50 |  |  |  | Financial and commercial information | 財務および商業情報
PM_50_30 | 50 | 30 |  |  | Economic viability information | 経済的実行可能性情報
PM_50_30_10 | 50 | 30 | 10 |  | Business case | ビジネスケース
PM_50_30_12 | 50 | 30 | 12 |  | Commercial compliance report | 商業コンプライアンスレポート
PM_50_30_14 | 50 | 30 | 14 |  | Commercial plan | 商業計画
PM_50_30_16 | 50 | 30 | 16 |  | Commercial strategy | 商業戦略
PM_50_30_18 | 50 | 30 | 18 |  | Cost model and indicative costing | コストモデルと指標コスト
PM_50_30_26 | 50 | 30 | 26 |  | Earned value management report | アーンドバリューマネジメントレポート
PM_50_30_28 | 50 | 30 | 28 |  | Financial damage assessment | 経済的損害評価
PM_50_30_29 | 50 | 30 | 29 |  | Financial strategy | 財務戦略
PM_50_30_30 | 50 | 30 | 30 |  | Funding information | 資金調達情報
PM_50_30_40 | 50 | 30 | 40 |  | Initial planning estimate | 初期計画見積もり
PM_50_30_42 | 50 | 30 | 42 |  | Investment appraisal | 投資評価
PM_50_30_60 | 50 | 30 | 60 |  | Partnership funding report | パートナーシップ資金報告書
PM_50_30_64 | 50 | 30 | 64 |  | Preliminary business case | 予備的なビジネスケース
PM_50_30_66 | 50 | 30 | 66 |  | Pre-tender estimate | 入札前の見積もり
PM_50_30_68 | 50 | 30 | 68 |  | Private-sector participation (PSP) evaluation report | 民間参加（PSP）評価レポート
PM_50_30_70 | 50 | 30 | 70 |  | Private-sector participation (PSP) financial close | 民間セ​​クター参加（PSP）の決算
PM_50_30_85 | 50 | 30 | 85 |  | Supply chain agreement | サプライチェーン契約
PM_50_30_96 | 50 | 30 | 96 |  | Whole-life costing | ライフサイクルコスト
PM_50_50 | 50 | 50 |  |  | Procurement and tendering information | 調達および入札情報
PM_50_50_01 | 50 | 50 | 01 |  | Procurement strategy | 調達戦略
PM_50_50_03 | 50 | 50 | 03 |  | Prior information notice | 事前情報通知
PM_50_50_05 | 50 | 50 | 05 |  | Advance procurement information | 事前調達情報 |  | 00-10-70/210 Advance procurement;
PM_50_50_10 | 50 | 50 | 10 |  | Tender enquiry | 入札お問い合わせ |  | 00-30-70/120 Preliminary Enquiry;
PM_50_50_12 | 50 | 50 | 12 |  | Tender programme | 入札プログラム |  | 00-30-70/150 Tender Programme;
PM_50_50_15 | 50 | 50 | 15 |  | Tender invitation | 入札案内 |  | 00-30-70/130 Tenders to be invited;
PM_50_50_20 | 50 | 50 | 20 |  | Early contractor involvement information | 初期の請負業者の関与情報
PM_50_50_25 | 50 | 50 | 25 |  | Framework agreement information | フレームワーク契約情報 |  | 00-30-70/140 Framework Agreements;
PM_50_50_30 | 50 | 50 | 30 |  | Tender acceptance criteria | 入札受け入れ基準 |  | 00-30-70/165 Tender acceptance;
PM_50_50_35 | 50 | 50 | 35 |  | Tender documents | 入札書類 |  | 00-30-70/170 The Tender documents;
PM_50_50_40 | 50 | 50 | 40 |  | Private-sector participation (PSP) tender | 民間参加（PSP）入札
PM_50_50_45 | 50 | 50 | 45 |  | Tender clarification report | 入札説明レポート |  | 00-30-70/180 Tender queries;
PM_50_50_50 | 50 | 50 | 50 |  | Tender instruction | 入札指示 |  | 00-30-70/190 Tender instructions;
PM_50_50_55 | 50 | 50 | 55 |  | Tender site visit strategy | 入札サイト訪問戦略 |  | 00-30-70/220 Site visit;
PM_50_50_60 | 50 | 50 | 60 |  | Tender return | 入札リターン |  | 00-30-70/230 Return of Tender;
PM_50_50_65 | 50 | 50 | 65 |  | Tender assessment report | 入札評価報告書 |  | 00-30-70/310 Assessment;
PM_50_50_70 | 50 | 50 | 70 |  | Tender evaluation report | 入札評価報告書
PM_50_50_75 | 50 | 50 | 75 |  | Tender error resolution strategy | 入札エラー解決戦略 |  | 00-30-70/320B Error resolution;
PM_50_50_80 | 50 | 50 | 80 |  | Tender acceptance report | 入札受付報告書
PM_50_50_85 | 50 | 50 | 85 |  | Post-tender negotiation | 入札後の交渉 |  | 00-30-70/340 Post-Tender negotiations;
PM_50_50_90 | 50 | 50 | 90 |  | Tender notification | 入札公告 |  | 00-30-70/410 Notification to Tenderers;
PM_55 | 55 |  |  |  | Contract information | 契約情報
PM_55_55 | 55 | 55 |  |  | Contract | 契約する |  | 00-20-70/A1000 Articles;
PM_55_55_70 | 55 | 55 | 70 |  | Services contract | サービス契約
PM_55_55_80 | 55 | 55 | 80 |  | Supplies contract | 消耗品契約
PM_55_55_90 | 55 | 55 | 90 |  | Works contract | 工事契約
PM_60 | 60 |  |  |  | Construction management information | 建設管理情報
PM_60_10 | 60 | 10 |  |  | Site information | サイト情報
PM_60_10_50 | 60 | 10 | 50 |  | Site access information | サイトアクセス情報 |  | 00-40-70/110B Access to the site;
PM_60_10_52 | 60 | 10 | 52 |  | Site altitude | サイトの高度
PM_60_10_55 | 60 | 10 | 55 |  | Site branding information | サイトのブランド情報 |  | 00-40-70/790B Name boards and advertisements;
PM_60_10_58 | 60 | 10 | 58 |  | Site establishment information | サイト設立情報
PM_60_10_60 | 60 | 10 | 60 |  | Site grid reference | サイトグリッドリファレンス
PM_60_10_65 | 60 | 10 | 65 |  | Site safety plan | サイトの安全計画 |  | 00-40-70/310 Health and Safety statement;
PM_60_10_70 | 60 | 10 | 70 |  | Site services information | サイトサービス情報
PM_60_10_75 | 60 | 10 | 75 |  | Site set-up information | サイト設定情報 |  | 00-40-70/800 Temporary shoring;
PM_60_10_77 | 60 | 10 | 77 |  | Site security information | サイトのセキュリティ情報 |  | 00-40-70/600 Security – contract minimum requirement;
PM_60_10_80 | 60 | 10 | 80 |  | Surrounding land and building uses report | 周辺の土地と建物の使用レポート
PM_60_10_83 | 60 | 10 | 83 |  | Temporary services information | 一時的なサービス情報 |  | 00-40-70/540A Lighting and power;
PM_60_10_85 | 60 | 10 | 85 |  | Temporary works information | 臨時作品情報 |  | 00-40-70/480 Parking;
PM_60_10_90 | 60 | 10 | 90 |  | Temporary works impact report | 臨時工事影響レポート
PM_60_10_95 | 60 | 10 | 95 |  | Working area information | 作業エリア情報 |  | 00-40-70/130B Working area;
PM_60_20 | 60 | 20 |  |  | Project requirements | プロジェクト要件
PM_60_20_15 | 60 | 20 | 15 |  | Completion work information | 完了作業情報
PM_60_20_20 | 60 | 20 | 20 |  | Concurrent work information | 並行作業情報
PM_60_20_24 | 60 | 20 | 24 |  | Decant programme | デカントプログラム
PM_60_20_26 | 60 | 20 | 26 |  | Decant protocol | デカントプロトコル
PM_60_20_55 | 60 | 20 | 55 |  | Nominated subcontractor or supplier work information | 指名された下請け業者またはサプライヤーの作業情報
PM_60_20_60 | 60 | 20 | 60 |  | Pre-construction information | 建設前の情報 |  | 00-05-10/170 Preconstruction information;
PM_60_20_62 | 60 | 20 | 62 |  | Pre-ordered items information | 予約商品情報
PM_60_20_64 | 60 | 20 | 64 |  | Prime cost item | プライムコストアイテム |  | 00-60-70/600D Daywork charges;
PM_60_20_65 | 60 | 20 | 65 |  | Preparatory work information | 準備作業情報
PM_60_20_67 | 60 | 20 | 67 |  | Provisional item | 暫定品 |  | 00-10-70/310 Provisional sum for undefined work;
PM_60_20_79 | 60 | 20 | 79 |  | Setting out methodology | 方法論の設定 |  | 00-60-70/410 Setting out records;
PM_60_20_90 | 60 | 20 | 90 |  | Works by local authority information | 地方自治体情報による作品
PM_60_20_95 | 60 | 20 | 95 |  | Work by statutory undertakers information | 法定事業者情報による作業
PM_60_25 | 60 | 25 |  |  | Construction models | 建設モデル
PM_60_25_83 | 60 | 25 | 83 |  | Structural fabrication models | 構造製作モデル
PM_60_30 | 60 | 30 |  |  | Contract programme and progress | 契約プログラムと進捗状況 |  | 00-50-70/695 METHOD AND SEQUENCE;
PM_60_30_05 | 60 | 30 | 05 |  | Actions log | アクションログ
PM_60_30_13 | 60 | 30 | 13 |  | Commissioning programme | 試運転プログラム |  | 00-70-70/910 Performance testing programme;
PM_60_30_15 | 60 | 30 | 15 |  | Communications log | 通信ログ
PM_60_30_17 | 60 | 30 | 17 |  | Consultation strategy | 相談戦略
PM_60_30_19 | 60 | 30 | 19 |  | Contract administration information | 契約管理情報 |  | 00-70-70/380C Method statements;
PM_60_30_20 | 60 | 30 | 20 |  | Contract programme | 契約プログラム |  | 00-40-70/260 Revised Programme;
PM_60_30_22 | 60 | 30 | 22 |  | Delivery risk review | 配達リスクレビュー
PM_60_30_26 | 60 | 30 | 26 |  | Early warning notice | 早期警告通知
PM_60_30_28 | 60 | 30 | 28 |  | Exception report | 例外報告書
PM_60_30_37 | 60 | 30 | 37 |  | Highlights report | ハイライトレポート
PM_60_30_40 | 60 | 30 | 40 |  | Issues log | 問題ログ
PM_60_30_45 | 60 | 30 | 45 |  | Limitations on method report | メソッドレポートの制限 |  | 00-50-70/780 Use or disposal of materials;
PM_60_30_47 | 60 | 30 | 47 |  | Limitations on sequence report | シーケンスレポートの制限
PM_60_30_49 | 60 | 30 | 49 |  | Limitations on timing report | タイミングレポートの制限 |  | 00-50-70/790 Working hours;
PM_60_30_51 | 60 | 30 | 51 |  | Limitations on use of site report | サイトレポートの使用に関する制限
PM_60_30_57 | 60 | 30 | 57 |  | Notice of commencement | 開始のお知らせ |  | 00-40-70/280A Commencement of work;
PM_60_30_66 | 60 | 30 | 66 |  | Progress report | 経過報告 |  | 00-50-70/170A Progress report;
PM_60_30_71 | 60 | 30 | 71 |  | Request for information (RFI) | 情報の要求（RFI）
PM_60_30_73 | 60 | 30 | 73 |  | Responsible, accountable, consulted and informed (RACI) log | 責任、説明責任、相談、情報提供（RACI）ログ
PM_60_30_80 | 60 | 30 | 80 |  | Stage end report | ステージ終了レポート
PM_60_40 | 60 | 40 |  |  | Meetings and records | 会議と記録
PM_60_40_40 | 60 | 40 | 40 |  | Labour and equipment record | 労働および設備の記録 |  | 00-70-70/650 Sub subcontractors;
PM_60_40_50 | 60 | 40 | 50 |  | Meeting agenda | 会議の議題
PM_60_40_55 | 60 | 40 | 55 |  | Meeting minutes | 議事録
PM_60_40_58 | 60 | 40 | 58 |  | Progress photographs | 進捗写真 |  | 00-50-70/190 Photographs;
PM_60_40_60 | 60 | 40 | 60 |  | Progress record | 進捗記録 |  | 00-50-70/180 Contractor’s progress meetings;
PM_60_40_70 | 60 | 40 | 70 |  | Record photographs | 写真を記録する
PM_60_50 | 60 | 50 |  |  | Contract cost management | 契約原価管理
PM_60_50_10 | 60 | 50 | 10 |  | Budget | 予算 |  | 00-70-70/270 Fluctuations;
PM_60_50_12 | 60 | 50 | 12 |  | Cash flow forecast | キャッシュフロー予測 |  | 00-40-70/160 Cash flow forecast;
PM_60_50_16 | 60 | 50 | 16 |  | Compensation event | 報酬イベント |  | 00-70-70/730 Notification of compensation event;
PM_60_50_17 | 60 | 50 | 17 |  | Completion certificate | 修了証 |  | 00-60-70/630B Verification certificates;
PM_60_50_19 | 60 | 50 | 19 |  | Contract change to forecast | 予測への契約変更
PM_60_50_23 | 60 | 50 | 23 |  | Cost estimate | 原価見積もり |  | 00-70-70/740C Proposed instructions;
PM_60_50_25 | 60 | 50 | 25 |  | Cost forecast | コスト予測
PM_60_50_27 | 60 | 50 | 27 |  | Cost information report | コスト情報レポート |  | 00-70-70/150 Rules of measurement;
PM_60_50_35 | 60 | 50 | 35 |  | Fee note | 料金メモ
PM_60_50_37 | 60 | 50 | 37 |  | Financial report | 財務報告
PM_60_50_50 | 60 | 50 | 50 |  | Milestone payment schedule | マイルストーン支払いスケジュール
PM_60_50_58 | 60 | 50 | 58 |  | Order | 注文
PM_60_50_60 | 60 | 50 | 60 |  | Payment application | 支払いアプリケーション
PM_60_50_62 | 60 | 50 | 62 |  | Payment certificate | 支払い証明書
PM_60_50_63 | 60 | 50 | 63 |  | Pricing document | 価格文書 |  | 00-70-70/280E Schedule of Rates;
PM_60_50_69 | 60 | 50 | 69 |  | Quotation | 引用
PM_60_50_88 | 60 | 50 | 88 |  | Technical query | 技術的な質問
PM_60_50_90 | 60 | 50 | 90 |  | Timesheet | タイムシート
PM_60_60 | 60 | 60 |  |  | Contract support information | 契約サポート情報
PM_60_60_15 | 60 | 60 | 15 |  | Contacts list | 連絡先リスト |  | 00-40-70/170 Emergency contacts;
PM_60_60_26 | 60 | 60 | 26 |  | Environmental protection information | 環境保護情報 |  | 00-70-70/510 Environmental targets - report;
PM_60_60_40 | 60 | 60 | 40 |  | Insurance policies and records | 保険証券と記録 |  | 00-70-70/800D Insurance;
PM_60_60_60 | 60 | 60 | 60 |  | Site control and protection information | サイトの管理と保護に関する情報 |  | 00-50-70/290A Occupied premises;
PM_60_60_63 | 60 | 60 | 63 |  | Site organization chart | サイト組織図
PM_60_60_65 | 60 | 60 | 65 |  | Site personnel records | サイトの人事記録
PM_60_60_70 | 60 | 60 | 70 |  | Site records | サイトの記録 |  | 00-70-70/830B Climatic conditions - records;
PM_60_60_75 | 60 | 60 | 75 |  | Site safety information | サイトの安全情報 |  | 00-50-70/540 Powder actuated fixing systems;
PM_60_60_78 | 60 | 60 | 78 |  | Site waste management plan | 現場廃棄物管理計画 |  | 00-05-10/140 Site waste management plan;
PM_60_60_88 | 60 | 60 | 88 |  | Temporary services records | 一時的なサービスの記録 |  | 00-40-70/730A Mechanical plant – contract minimum requirement;
PM_60_60_90 | 60 | 60 | 90 |  | Temporary works records | 一時的な作品の記録
PM_60_70 | 60 | 70 |  |  | Construction risk management | 建設リスク管理
PM_60_70_17 | 60 | 70 | 17 |  | Construction phase health and safety plan | 建設段階の安全衛生計画 |  | 00-40-70/370B Safety and health plan construction phase;
PM_60_70_20 | 60 | 70 | 20 |  | Demolition hazard report | 解体ハザードレポート |  | 00-40-70/350C Demolition hazards;
PM_60_70_23 | 60 | 70 | 23 |  | Environmental management plan | 環境マネジメントプラン
PM_60_70_25 | 60 | 70 | 25 |  | Execution hazard report | 実行ハザードレポート |  | 00-40-70/330D Health and safety hazards;
PM_60_70_40 | 60 | 70 | 40 |  | Health and safety statement | 健康と安全に関する声明 |  | 00-70-70/460 Health and safety statement;
PM_60_70_60 | 60 | 70 | 60 |  | Product hazard report | 製品の危険性レポート |  | 00-40-70/360C Product hazards;
PM_60_70_70 | 60 | 70 | 70 |  | Site risk assessment | サイトのリスク評価
PM_60_70_72 | 60 | 70 | 72 |  | Site risk report | サイトリスクレポート
PM_60_70_75 | 60 | 70 | 75 |  | Site security policy | サイトのセキュリティポリシー |  | 00-50-70/130 Supervision;
PM_60_70_80 | 60 | 70 | 80 |  | Social responsibility registration scheme | 社会的責任登録制度 |  | 00-40-70/210 Considerate Constructors Scheme;
PM_60_70_93 | 60 | 70 | 93 |  | Vehicle safety report | 車両安全レポート |  | 00-40-70/225 Freight Vehicle safety requirements;
PM_60_70_95 | 60 | 70 | 95 |  | Welfare responsibility registration scheme | 福祉責任登録制度 |  | 00-40-70/220 Constructing Better Health Scheme;
PM_60_90 | 60 | 90 |  |  | Contract quality standards information | 契約品質基準情報
PM_60_90_40 | 60 | 90 | 40 |  | Site inspection report | 現地調査報告書 |  | 00-50-70/200B Employer's representatives' inspections;
PM_60_90_70 | 60 | 90 | 70 |  | Quality control and management report | 品質管理および管理レポート |  | 00-60-70/110A Substitute products;
PM_70 | 70 |  |  |  | Testing, commissioning and completion information | テスト、試運転、および完了情報
PM_70_15 | 70 | 15 |  |  | Compliance and certification documents | コンプライアンスおよび認証文書 |  | 00-60-70/440A Water regulations and byelaws notification;
PM_70_15_01 | 70 | 15 | 01 |  | Access control commissioning certificate | アクセス制御試運転証明書
PM_70_15_04 | 70 | 15 | 04 |  | Audiovisual systems commissioning and acceptance certificate | 視聴覚システムの試運転および承認証明書
PM_70_15_10 | 70 | 15 | 10 |  | Building management systems (BMS) commissioning certificate | ビル管理システム（BMS）試運転証明書
PM_70_15_13 | 70 | 15 | 13 |  | Chlorination certificate | 塩素消毒証明書
PM_70_15_15 | 70 | 15 | 15 |  | Closed-circuit television (CCTV) commissioning certificate | 監視カメラ（CCTV）試運転証明書
PM_70_15_22 | 70 | 15 | 22 |  | Disabled alarms and disabled refuge alarm testing certificate | 無効なアラームと無効な避難アラームテスト証明書
PM_70_15_27 | 70 | 15 | 27 |  | Electrical test certificate | 電気試験証明書
PM_70_15_29 | 70 | 15 | 29 |  | Fire safety acceptance certificate | 防火合格証明書
PM_70_15_30 | 70 | 15 | 30 |  | Fire-stopping protection certificate | 防火保護証明書
PM_70_15_31 | 70 | 15 | 31 |  | Fire-stopping protection register | 防火保護レジスタ
PM_70_15_32 | 70 | 15 | 32 |  | Flat roof electronic test results | 陸屋根の電子試験結果
PM_70_15_34 | 70 | 15 | 34 |  | Gas installation safety certificate | ガス設置安全証明書
PM_70_15_40 | 70 | 15 | 40 |  | Incoming gas supply pressure test report | 入ってくるガス供給圧力テストレポート
PM_70_15_42 | 70 | 15 | 42 |  | Insurance certificate | 保険証明書
PM_70_15_47 | 70 | 15 | 47 |  | Lightning protection certificate | 避雷証明書
PM_70_15_63 | 70 | 15 | 63 |  | Power metering commissioning certificate | 電力量計試運転証明書
PM_70_15_65 | 70 | 15 | 65 |  | Primary fresh air supply test certificate | 一次新鮮空気供給試験証明書
PM_70_15_76 | 70 | 15 | 76 |  | Secondary and backup electricity supplies test certificate | 二次およびバックアップ電力供給テスト証明書
PM_70_15_78 | 70 | 15 | 78 |  | Security and intruder alarm commissioning certificate | セキュリティおよび侵入者アラームの試運転証明書
PM_70_15_80 | 70 | 15 | 80 |  | Smoke and fire alarm and fire suppression system telephone lines test results | 煙と火災警報器と消火システムの電話回線のテスト結果
PM_70_15_82 | 70 | 15 | 82 |  | Soak test results | 浸漬試験結果
PM_70_15_83 | 70 | 15 | 83 |  | Sprinkler installation test certificate | スプリンクラー設置試験証明書
PM_70_15_92 | 70 | 15 | 92 |  | Uninterruptible power supply (UPS) test certificate | 無停電電源装置（UPS）のテスト証明書
PM_70_15_96 | 70 | 15 | 96 |  | Water quality and flushing test certificate | 水質およびフラッシング試験証明書
PM_70_75 | 70 | 75 |  |  | Testing information | テスト情報
PM_70_75_02 | 70 | 75 | 02 |  | Air distribution test report | 空気分配試験レポート
PM_70_75_15 | 70 | 75 | 15 |  | Control system test report | 制御システムテストレポート
PM_70_75_27 | 70 | 75 | 27 |  | Electrical installation test report | 電気設備試験報告書
PM_70_75_28 | 70 | 75 | 28 |  | Emergency lighting installation test report | 非常灯設置試験報告書
PM_70_75_30 | 70 | 75 | 30 |  | Fire protection installation test report | 防火設備試験報告書
PM_70_75_36 | 70 | 75 | 36 |  | Heating installation test report | 暖房設備試験報告書
PM_70_75_37 | 70 | 75 | 37 |  | High voltage electrical installation test report | 高電圧電気設備試験報告書
PM_70_75_47 | 70 | 75 | 47 |  | Lifts test report | リフトテストレポート
PM_70_75_49 | 70 | 75 | 49 |  | Lightning protection installation test report | 雷保護設置テストレポート
PM_70_75_65 | 70 | 75 | 65 |  | Pressure system installation test report | 圧力システム設置試験報告書
PM_70_75_68 | 70 | 75 | 68 |  | Public health installation test report | 公衆衛生設備試験報告書
PM_70_75_85 | 70 | 75 | 85 |  | Surveillance equipment installation test report | 監視機器設置試験報告書
PM_70_75_96 | 70 | 75 | 96 |  | Water distribution installation test report | 配水設備試験報告書
PM_70_80 | 70 | 80 |  |  | Commissioning information | 試運転情報 |  | 00-80-70/340 Information for commissioning of services;
PM_70_80_02 | 70 | 80 | 02 |  | Air distribution systems commissioning report | 空気分配システム試運転レポート
PM_70_80_15 | 70 | 80 | 15 |  | Control system commissioning report | 制御システム試運転レポート
PM_70_80_28 | 70 | 80 | 28 |  | Emergency lighting installation commissioning report | 非常灯設置試運転レポート
PM_70_80_30 | 70 | 80 | 30 |  | Fire system commissioning report | 火災システム試運転レポート
PM_70_80_47 | 70 | 80 | 47 |  | Lifts commissioning report | リフト試運転レポート
PM_70_80_48 | 70 | 80 | 48 |  | Lighting commissioning report | 照明試運転レポート
PM_70_80_77 | 70 | 80 | 77 |  | Security system commissioning report | セキュリティシステム試運転レポート
PM_70_80_85 | 70 | 80 | 85 |  | Surveillance system installation commissioning report | 監視システム設置試運転レポート
PM_70_80_96 | 70 | 80 | 96 |  | Water distribution commissioning report | 配水試運転レポート
PM_70_85 | 70 | 85 |  |  | Completion information | 完了情報
PM_70_85_13 | 70 | 85 | 13 |  | Building manual | 建築マニュアル |  | 00-80-70/240A The Building Manual;
PM_70_85_14 | 70 | 85 | 14 |  | Contractor sign-off report | 請負業者のサインオフレポート
PM_70_85_15 | 70 | 85 | 15 |  | Construction to occupation transition strategy | 建設から職業への移行戦略
PM_70_85_20 | 70 | 85 | 20 |  | Defects rectification report | 欠陥修正レポート |  | 00-60-70/540A Proposals for rectification of non-compliant products and executions;
PM_70_85_25 | 70 | 85 | 25 |  | End user operating information | エンドユーザーの操作情報
PM_70_85_30 | 70 | 85 | 30 |  | Final inspection report | 最終検査報告書 |  | 00-70-70/890C Tests and inspection schedule;
PM_70_85_33 | 70 | 85 | 33 |  | Handover board record of acceptance for occupation | 職業の受け入れの引き渡し委員会の記録
PM_70_85_35 | 70 | 85 | 35 |  | Handover strategy | ハンドオーバー戦略 |  | 00-80-70/150E Completion in sections or parts;
PM_70_85_40 | 70 | 85 | 40 |  | Health and safety file | 健康と安全のファイル |  | 00-80-70/250B The Health and Safety File;
PM_70_85_45 | 70 | 85 | 45 |  | List of spares and consumables | スペアと消耗品のリスト |  | 00-80-70/410B Tools and consumables;
PM_70_85_50 | 70 | 85 | 50 |  | Maintenance schedules | メンテナンススケジュール |  | 00-60-70/570A Maintenance record sheets;
PM_70_85_52 | 70 | 85 | 52 |  | Manufacturer information | メーカー情報 |  | 00-60-70/290B Manufacturer's recommendations and instructions;
PM_70_85_55 | 70 | 85 | 55 |  | Operating instruction | 操作説明
PM_70_85_60 | 70 | 85 | 60 |  | Plant logbook | 植物の航海日誌
PM_70_85_62 | 70 | 85 | 62 |  | Pre-handover plan | 引き渡し前の計画
PM_70_85_64 | 70 | 85 | 64 |  | Project completion report | プロジェクト完了レポート |  | 00-80-70/200B Highway and sewer adoption;
PM_70_85_70 | 70 | 85 | 70 |  | Remedial work completion report | 修復作業完了レポート
PM_70_85_83 | 70 | 85 | 83 |  | Supplier directory | サプライヤーディレクトリ
PM_70_85_90 | 70 | 85 | 90 |  | Training documentation | トレーニングドキュメント |  | 00-70-70/530 Training policy;
PM_70_85_96 | 70 | 85 | 96 |  | Works completion certificate | 作品完成証明書 |  | 00-80-70/100 Notice of completion;
PM_70_90 | 70 | 90 |  |  | Record information | 情報を記録する |  | 00-60-70/220B Technical information;
PM_70_90_04 | 70 | 90 | 04 |  | Architectural record drawings | 建築記録図
PM_70_90_15 | 70 | 90 | 15 |  | Control system record drawings | 制御システムの記録図面
PM_70_90_27 | 70 | 90 | 27 |  | Electrical systems record drawings | 電気システムは図面を記録します
PM_70_90_30 | 70 | 90 | 30 |  | Fire system record drawings | 火災システムの記録図
PM_70_90_46 | 70 | 90 | 46 |  | Landscape record drawings | 景観記録図
PM_70_90_52 | 70 | 90 | 52 |  | Mechanical systems record drawings | 機械システムは図面を記録します
PM_70_90_68 | 70 | 90 | 68 |  | Public health system record drawings | 公衆衛生システムの記録図
PM_70_90_77 | 70 | 90 | 77 |  | Security system record drawings | セキュリティシステムの記録図
PM_70_90_79 | 70 | 90 | 79 |  | Setting out records | 記録を立てる
PM_70_90_83 | 70 | 90 | 83 |  | Structural record drawings | 構造記録図
PM_70_95 | 70 | 95 |  |  | Project assurance information | プロジェクト保証情報
PM_70_95_20 | 70 | 95 | 20 |  | Design compliance review report | 設計コンプライアンスレビューレポート
PM_70_95_33 | 70 | 95 | 33 |  | Gateway review information | ゲートウェイレビュー情報
PM_70_95_34 | 70 | 95 | 34 |  | Governance strategy information | ガバナンス戦略情報
PM_70_95_58 | 70 | 95 | 58 |  | Option analysis support paper | オプション分析サポートペーパー
PM_70_95_64 | 70 | 95 | 64 |  | Post-project evaluation information | プロジェクト後の評価情報
PM_70_95_66 | 70 | 95 | 66 |  | Project Assurance Group (PAG) sign-off | プロジェクト保証グループ（PAG）のサインオフ
PM_70_95_70 | 70 | 95 | 70 |  | Risk potential assessment | リスクの可能性の評価
PM_80 | 80 |  |  |  | Asset management information | 資産管理情報
PM_80_10 | 80 | 10 |  |  | Asset strategy, planning and management information | 資産戦略、計画および管理情報
PM_80_10_05 | 80 | 10 | 05 |  | Asset guarantee and warranty information | 資産保証および保証情報
PM_80_10_10 | 80 | 10 | 10 |  | Asset register | 資産台帳
PM_80_10_22 | 80 | 10 | 22 |  | Display energy certificate | エネルギー証明書を表示する
PM_80_10_25 | 80 | 10 | 25 |  | Energy performance certificate | エネルギー性能証明書 |  | 00-60-70/520B Building energy rating;
PM_80_10_27 | 80 | 10 | 27 |  | Equipment schedule | 設備スケジュール
PM_80_10_30 | 80 | 10 | 30 |  | Finishes information | 情報を終了します
PM_80_10_42 | 80 | 10 | 42 |  | Insurer's requirements | 保険会社の要件
PM_80_10_50 | 80 | 10 | 50 |  | Maintenance requirements | メンテナンス要件 |  | 00-70-70/920A Maintenance instructions and guarantees;
PM_80_10_58 | 80 | 10 | 58 |  | Organization chart | 組織図
PM_80_10_60 | 80 | 10 | 60 |  | Performance analysis | パフォーマンス分析
PM_80_10_63 | 80 | 10 | 63 |  | Plant and equipment service life report | プラントおよび設備の耐用年数レポート
PM_80_10_65 | 80 | 10 | 65 |  | Post-operational evaluation | 術後評価
PM_80_30 | 80 | 30 |  |  | Asset life cycle cost information | 資産ライフサイクルコスト情報
PM_80_30_05 | 80 | 30 | 05 |  | Acquisition costs | 取得費用
PM_80_30_30 | 80 | 30 | 30 |  | Finance charges information | 財務費用情報
PM_80_30_50 | 80 | 30 | 50 |  | Maintenance and repair cost information | メンテナンスと修理の費用情報
PM_80_30_60 | 80 | 30 | 60 |  | Office services cost information | オフィスサービスのコスト情報
PM_80_30_63 | 80 | 30 | 63 |  | Operational cost information | 運用コスト情報
PM_80_30_70 | 80 | 30 | 70 |  | Replacement cost information | 交換費用情報
PM_80_30_80 | 80 | 30 | 80 |  | Staff cost information | スタッフのコスト情報
PM_80_30_90 | 80 | 30 | 90 |  | Utilities cost information | 光熱費情報
PM_80_50 | 80 | 50 |  |  | Emergency strategy information | 緊急戦略情報
PM_80_50_20 | 80 | 50 | 20 |  | Disaster recovery strategy | 災害復旧戦略
PM_80_50_25 | 80 | 50 | 25 |  | Disaster response strategy | 災害対応戦略
PM_80_50_30 | 80 | 50 | 30 |  | Fire strategy | 火災戦略
PM_80_50_80 | 80 | 50 | 80 |  | Security strategy | セキュリティ戦略
PM_80_60 | 80 | 60 |  |  | Asset risk management information | 資産リスク管理情報
PM_80_60_15 | 80 | 60 | 15 |  | Compliance risk management information | コンプライアンスリスク管理情報
PM_80_60_30 | 80 | 60 | 30 |  | Financial risk management information | 財務リスク管理情報
PM_80_60_50 | 80 | 60 | 50 |  | Health and safety risk management information | 健康と安全のリスク管理情報
PM_80_60_60 | 80 | 60 | 60 |  | Operational risk management information | オペレーショナルリスク管理情報
PM_80_60_65 | 80 | 60 | 65 |  | Performance risk management information | パフォーマンスリスク管理情報
PM_80_60_70 | 80 | 60 | 70 |  | Residual risk information | 残留リスク情報

## FI
FI Form of information - 21 October 2020 - v1.3
Code | Group | Sub group | Section | Object | Title | 機械翻訳byGoogleTranslate(2020.11-BSIJ) | 出典(2020.11-BSIJ) | NBS Code | NRM | 定義Ss, Prのみ
FI_10 | 10 |  |  |  | Communication | コミュニケーション
FI_10_03 | 10 | 03 |  |  | Agenda (AG) | 議題（AG）
FI_10_10 | 10 | 10 |  |  | Brochure (BL) | パンフレット（BL）
FI_10_15 | 10 | 15 |  |  | Comment (CT) | コメント（CT）
FI_10_17 | 10 | 17 |  |  | Conversation record (CD) | 会話記録（CD）
FI_10_20 | 10 | 20 |  |  | Correspondence (CO) | 通信（CO）
FI_10_27 | 10 | 27 |  |  | Email (EM) | Eメール（EM）
FI_10_30 | 10 | 30 |  |  | File note (FN) | ファイルノート（FN）
FI_10_45 | 10 | 45 |  |  | Leaflet (LF) | リーフレット（LF）
FI_10_46 | 10 | 46 |  |  | Letter (LT) | レター（LT）
FI_10_50 | 10 | 50 |  |  | Memo (ME) | メモ（ME）
FI_10_55 | 10 | 55 |  |  | Minutes (MI) | 分（MI）
FI_10_59 | 10 | 59 |  |  | Poster (PO) | ポスター（PO）
FI_10_60 | 10 | 60 |  |  | Presentation (PP) | プレゼンテーション（PP）
FI_10_65 | 10 | 65 |  |  | Press release (PE) | プレスリリース（PE）
FI_10_70 | 10 | 70 |  |  | Request (RI) | リクエスト（RI）
FI_10_86 | 10 | 86 |  |  | Technical query (TQ) | テクニカルクエリ（TQ）
FI_10_88 | 10 | 88 |  |  | Transfer note (TN) | 転送メモ（TN）
FI_10_90 | 10 | 90 |  |  | Transmittal (TL) | 送付状（TL）
FI_20 | 20 |  |  |  | Contractual | 契約上の
FI_20_05 | 20 | 05 |  |  | Application (AP) | アプリケーション（AP）
FI_20_15 | 20 | 15 |  |  | Contract (CC) | 契約（CC）
FI_20_25 | 20 | 25 |  |  | Early warning notice (EW) | 早期警告通知（EW）
FI_20_40 | 20 | 40 |  |  | Instruction (IN) | 命令（IN）
FI_20_65 | 20 | 65 |  |  | Proposal (PS) | 提案（PS）
FI_20_70 | 20 | 70 |  |  | Requisition (RQ) | 求人（RQ）
FI_20_85 | 20 | 85 |  |  | Subcontract order (SO) | 外注注文（SO）
FI_20_95 | 20 | 95 |  |  | Variation (VA) | バリエーション（VA）
FI_30 | 30 |  |  |  | Data | データ
FI_30_20 | 30 | 20 |  |  | Database (DB) | データベース（DB）
FI_30_22 | 30 | 22 |  |  | Data set (DS) | データセット（DS）
FI_30_40 | 30 | 40 |  |  | Information exchange file (IE) | 情報交換ファイル（IE）
FI_30_70 | 30 | 70 |  |  | Room data sheet (RD) | 部屋のデータシート（RD）
FI_30_80 | 30 | 80 |  |  | Schedule of accommodation (SA) | 宿泊スケジュール（SA）
FI_40 | 40 |  |  |  | Design | 設計
FI_40_10 | 40 | 10 |  |  | Calculations (CA) | 計算（CA）
FI_40_78 | 40 | 78 |  |  | Scope of works (SW) | 作業範囲（SW）
FI_40_80 | 40 | 80 |  |  | Specification (SP) | 仕様（SP）
FI_50 | 50 |  |  |  | Financial | 財務
FI_50_10 | 50 | 10 |  |  | Bill of quantities (BQ) | 数量表（BQ）
FI_50_15 | 50 | 15 |  |  | Cost plan (CP) | コストプラン（CP）
FI_50_27 | 50 | 27 |  |  | Estimate (ES) | 見積もり（ES）
FI_50_40 | 50 | 40 |  |  | Invoice (IV) | 請求書（IV）
FI_60 | 60 |  |  |  | Graphical | グラフィカル
FI_60_05 | 60 | 05 |  |  | Animation file (AF) | アニメーションファイル（AF）
FI_60_15 | 60 | 15 |  |  | Clash rendition (CR) | 衝突表現（CR）
FI_60_17 | 60 | 17 |  |  | Combined model (CM) | 複合モデル（CM）
FI_60_20 | 60 | 20 |  |  | Drawing (DG) | 図面（DG）
FI_60_25 | 60 | 25 |  |  | Drawing rendition (DR) | 描画レンディション（DR）
FI_60_40 | 60 | 40 |  |  | Image (IM) | 画像（IM）
FI_60_50 | 60 | 50 |  |  | Model rendition (MR) | モデルレンディション（MR）
FI_60_53 | 60 | 53 |  |  | Model – three-dimensional (M3) | モデル– 3次元（M3）
FI_60_55 | 60 | 55 |  |  | Model – two-dimensional (M2) | モデル– 2次元（M2）
FI_60_60 | 60 | 60 |  |  | Photograph (PH) | 写真（PH）
FI_60_76 | 60 | 76 |  |  | Schematic (SC) | 回路図（SC）
FI_60_80 | 60 | 80 |  |  | Sketch (SK) | スケッチ（SK）
FI_60_95 | 60 | 95 |  |  | Visualization (VS) | 視覚化（VS）
FI_70 | 70 |  |  |  | Official guidance | 公式ガイダンス
FI_70_65 | 70 | 65 |  |  | Protocol (PZ) | プロトコル（PZ）
FI_70_72 | 70 | 72 |  |  | Regulation (RN) | 規制（RN）
FI_70_85 | 70 | 85 |  |  | Standard (SD) | 標準（SD）
FI_80 | 80 |  |  |  | Project planning | プロジェクト計画
FI_80_50 | 80 | 50 |  |  | Method statement (MS) | メソッドステートメント（MS）
FI_80_60 | 80 | 60 |  |  | Policy (PY) | ポリシー（PY）
FI_80_63 | 80 | 63 |  |  | Procedure (PC) | 手順（PC）
FI_80_65 | 80 | 65 |  |  | Programme (PR) | プログラム（PR）
FI_80_85 | 80 | 85 |  |  | Strategy (SY) | 戦略（SY）
FI_90 | 90 |  |  |  | Record information | 情報を記録する
FI_90_13 | 90 | 13 |  |  | Certificate (CE) | 証明書（CE）
FI_90_15 | 90 | 15 |  |  | Chart (CH) | チャート（CH）
FI_90_21 | 90 | 21 |  |  | Data sheet (DT) | データシート（DT）
FI_90_23 | 90 | 23 |  |  | Diary entry (DE) | 日記記入（DE）
FI_90_24 | 90 | 24 |  |  | Directory (DY) | ディレクトリ（DY）
FI_90_30 | 90 | 30 |  |  | Form (FM) | フォーム（FM）
FI_90_35 | 90 | 35 |  |  | Guide (GU) | ガイド（GU）
FI_90_37 | 90 | 37 |  |  | Health and safety (HS) | 健康と安全（HS）
FI_90_45 | 90 | 45 |  |  | List (LI) | リスト（LI）
FI_90_47 | 90 | 47 |  |  | Log (LG) | ログ（LG）
FI_90_50 | 90 | 50 |  |  | Manual (MA) | マニュアル（MA）
FI_90_52 | 90 | 52 |  |  | Matrix (MX) | マトリックス（MX）
FI_90_60 | 90 | 60 |  |  | Permit (PT) | 許可（PT）
FI_90_64 | 90 | 64 |  |  | Plan (PL) | 計画（PL）
FI_90_66 | 90 | 66 |  |  | Process workflow (PW) | プロセスワークフロー（PW）
FI_90_70 | 90 | 70 |  |  | Register (RG) | 登録（RG）
FI_90_72 | 90 | 72 |  |  | Report (RP) | レポート（RP）
FI_90_75 | 90 | 75 |  |  | Schedule or table (SH) | スケジュールまたはテーブル（SH）
FI_90_80 | 90 | 80 |  |  | Snagging list (SN) | スナッグリスト（SN）
FI_90_83 | 90 | 83 |  |  | Study (ST) | 研究（ST）
FI_90_85 | 90 | 85 |  |  | Survey (SU) | 調査（SU）
FI_90_86 | 90 | 86 |  |  | Technology file (TF) | テクノロジーファイル（TF）
FI_90_87 | 90 | 87 |  |  | Test result (TR) | テスト結果（TR）
FI_90_88 | 90 | 88 |  |  | Template (TE) | テンプレート（TE）
FI_90_90 | 90 | 90 |  |  | Training record (TG) | トレーニング記録（TG）
FI_90_94 | 90 | 94 |  |  | Valuation (VL) | 評価（VL）

## Ro
Ro Roles - 21 October 2020 - v1.3
Code | Group | Sub group | Section | Object | Title | 機械翻訳byGoogleTranslate(2020.11-BSIJ) | 出典(2020.11-BSIJ) | NBS Code | NRM | 定義Ss, Prのみ
Ro_10 | 10 |  |  |  | Management roles | 管理者の役割
Ro_10_10 | 10 | 10 |  |  | Organization roles | 組織の役割
Ro_10_10_05 | 10 | 10 | 05 |  | Associate | 仲間、同僚
Ro_10_10_12 | 10 | 10 | 12 |  | Chairman | 会長
Ro_10_10_14 | 10 | 10 | 14 |  | Chief executive officer | 最高経営責任者
Ro_10_10_16 | 10 | 10 | 16 |  | Chief financial officer | 最高財務責任者
Ro_10_10_18 | 10 | 10 | 18 |  | Chief operating officer | 最高執行責任者
Ro_10_10_20 | 10 | 10 | 20 |  | Coordinator | コーディネーター
Ro_10_10_25 | 10 | 10 | 25 |  | Director | ディレクター
Ro_10_10_30 | 10 | 10 | 30 |  | Executive director | 事務局長
Ro_10_10_50 | 10 | 10 | 50 |  | Manager | マネージャー
Ro_10_10_53 | 10 | 10 | 53 |  | Managing director | 取締役社長
Ro_10_10_58 | 10 | 10 | 58 |  | Non-executive director | 非常勤取締役
Ro_10_10_60 | 10 | 10 | 60 |  | Partner | 相棒
Ro_10_10_65 | 10 | 10 | 65 |  | President | 大統領
Ro_10_10_70 | 10 | 10 | 70 |  | Principal | 主要な
Ro_10_10_88 | 10 | 10 | 88 |  | Technician | 技術者
Ro_10_10_94 | 10 | 10 | 94 |  | Vice chairman | 副会長
Ro_10_10_95 | 10 | 10 | 95 |  | Vice president | 副社長
Ro_10_20 | 10 | 20 |  |  | Client roles | クライアントの役割
Ro_10_20_14 | 10 | 20 | 14 |  | Client (K) | クライアント（K） |  | 00-05-20/120 Client;
Ro_10_20_15 | 10 | 20 | 15 |  | Client advisor | クライアントアドバイザー
Ro_10_20_16 | 10 | 20 | 16 |  | Client representative | クライアント担当者
Ro_10_20_26 | 10 | 20 | 26 |  | Employer | 雇用者 |  | 00-05-20/135 Employer;
Ro_10_30 | 10 | 30 |  |  | Asset management roles | 資産管理の役割
Ro_10_30_02 | 10 | 30 | 02 |  | Asset assurance manager | 資産保証マネージャー
Ro_10_30_10 | 10 | 30 | 10 |  | Built asset security manager | 構築された資産セキュリティマネージャー
Ro_10_30_14 | 10 | 30 | 14 |  | Chief information officer | 最高情報責任者
Ro_10_30_21 | 10 | 30 | 21 |  | Asset data governance manager | 資産データガバナンスマネージャー
Ro_10_30_27 | 10 | 30 | 27 |  | Education consultant | 教育コンサルタント
Ro_10_30_42 | 10 | 30 | 42 |  | Investment consultant | 投資コンサルタント
Ro_10_30_50 | 10 | 30 | 50 |  | Asset manager | アセット・マネージャー
Ro_10_30_80 | 10 | 30 | 80 |  | Asset standards manager | 資産基準マネージャー
Ro_10_30_88 | 10 | 30 | 88 |  | Technology consultant | 技術コンサルタント
Ro_10_40 | 10 | 40 |  |  | Operation management roles | 運用管理の役割
Ro_10_40_01 | 10 | 40 | 01 |  | Access manager | アクセスマネージャー
Ro_10_40_11 | 10 | 40 | 11 |  | Catering manager | ケータリングマネージャー
Ro_10_40_20 | 10 | 40 | 20 |  | Configuration change manager | 構成変更マネージャー
Ro_10_40_22 | 10 | 40 | 22 |  | Cost manager | コストマネージャー
Ro_10_40_24 | 10 | 40 | 24 |  | Demand manager | デマンドマネージャー
Ro_10_40_28 | 10 | 40 | 28 |  | Energy manager | エネルギーマネージャー
Ro_10_40_30 | 10 | 40 | 30 |  | Facilities manager (F) | 施設管理者（F） |  | 00-05-20/150 Facilities Manager;
Ro_10_40_32 | 10 | 40 | 32 |  | Fleet manager | フリートマネージャー
Ro_10_40_36 | 10 | 40 | 36 |  | Health and safety manager | 安全衛生マネージャー
Ro_10_40_43 | 10 | 40 | 43 |  | IT business analyst | ITビジネスアナリスト
Ro_10_40_47 | 10 | 40 | 47 |  | Legal representative | 法定代理人
Ro_10_40_48 | 10 | 40 | 48 |  | Logistics manager | ロジスティクスマネージャー
Ro_10_40_49 | 10 | 40 | 49 |  | Maintenance planner | メンテナンスプランナー
Ro_10_40_50 | 10 | 40 | 50 |  | Maintenance provider | メンテナンスプロバイダー
Ro_10_40_52 | 10 | 40 | 52 |  | Management consultant | 経営コンサルタント
Ro_10_40_53 | 10 | 40 | 53 |  | Marketing consultant | マーケティングコンサルタント
Ro_10_40_65 | 10 | 40 | 65 |  | Procurement consultant | 調達コンサルタント
Ro_10_40_74 | 10 | 40 | 74 |  | Safety manager | 安全管理者
Ro_10_40_76 | 10 | 40 | 76 |  | Security consultant | セキュリティコンサルタント
Ro_10_40_86 | 10 | 40 | 86 |  | Timetable assurance coordinator | 時刻表保証コーディネーター
Ro_10_40_88 | 10 | 40 | 88 |  | Traffic consultant | 交通コンサルタント
Ro_10_40_90 | 10 | 40 | 90 |  | Transportation manager | 輸送マネージャー
Ro_10_80 | 10 | 80 |  |  | Support roles | サポートの役割
Ro_10_80_25 | 10 | 80 | 25 |  | Editor | 編集者
Ro_10_80_90 | 10 | 80 | 90 |  | Technical author | テクニカルライター
Ro_30 | 30 |  |  |  | Delivery roles | 配信の役割
Ro_30_10 | 30 | 10 |  |  | Delivery team roles | デリバリーチームの役割
Ro_30_10_13 | 30 | 10 | 13 |  | Clerk of works | 作品の店員 |  | 00-05-20/125 Clerk of works;
Ro_30_10_17 | 30 | 10 | 17 |  | Commissioning engineer | コミッショニングエンジニア
Ro_30_10_19 | 30 | 10 | 19 |  | Contract administrator | 契約管理者 |  | 00-05-20/130 Contract Administrator;
Ro_30_10_20 | 30 | 10 | 20 |  | Contractor (W) | 請負業者（W）
Ro_30_10_22 | 30 | 10 | 22 |  | Cost consultant | コストコンサルタント
Ro_30_10_27 | 30 | 10 | 27 |  | Employer's agent | 雇用主の代理人 |  | 00-05-20/140 Employer's Agent;
Ro_30_10_36 | 30 | 10 | 36 |  | Health and safety consultant | 安全衛生コンサルタント
Ro_30_10_42 | 30 | 10 | 42 |  | Information manager | 情報管理者 |  | 00-05-20/155 Information Manager;
Ro_30_10_43 | 30 | 10 | 43 |  | Insurance consultant | 保険コンサルタント
Ro_30_10_47 | 30 | 10 | 47 |  | Legal consultant | 法律相談
Ro_30_10_67 | 30 | 10 | 67 |  | Project manager | プロジェクトマネージャ |  | 00-05-20/160 Project Manager;
Ro_30_10_85 | 30 | 10 | 85 |  | Sub-contractor (X) | 下請け業者（X）
Ro_30_30 | 30 | 30 |  |  | Official roles | 公式の役割 |  | 00-05-20/200 Statutory roles;
Ro_30_30_09 | 30 | 30 | 09 |  | Building control officer | ビル管理責任者
Ro_30_30_16 | 30 | 30 | 16 |  | Conservation officer | 保護官
Ro_30_30_20 | 30 | 30 | 20 |  | Development control officer | 開発管理責任者
Ro_30_30_22 | 30 | 30 | 22 |  | Dispute resolution officer | 紛争解決責任者
Ro_30_30_26 | 30 | 30 | 26 |  | Environmental officer | 環境衛生官
Ro_30_30_29 | 30 | 30 | 29 |  | Flood and coastal risk management officer | 洪水および沿岸リスク管理責任者
Ro_30_30_36 | 30 | 30 | 36 |  | Heritage officer | ヘリテージオフィサー
Ro_30_30_60 | 30 | 30 | 60 |  | Party wall surveyor | パーティーウォールサーベイヤー
Ro_30_30_65 | 30 | 30 | 65 |  | Planning officer | 企画担当者
Ro_30_30_67 | 30 | 30 | 67 |  | Principal contractor | 元請業者 |  | 00-05-20/210 Principal Contractor;
Ro_30_30_68 | 30 | 30 | 68 |  | Principal designer | プリンシパルデザイナー |  | 00-05-20/205 Principal Designer;
Ro_30_40 | 30 | 40 |  |  | Supplier roles | サプライヤーの役割
Ro_30_40_36 | 30 | 40 | 36 |  | Hardware vendor | ハードウェアベンダー
Ro_30_40_40 | 30 | 40 | 40 |  | Importer | 輸入業者
Ro_30_40_54 | 30 | 40 | 54 |  | Manufacturer | メーカー
Ro_30_40_56 | 30 | 40 | 56 |  | Nominated supplier | 指名されたサプライヤー
Ro_30_40_79 | 30 | 40 | 79 |  | Software vendor | ソフトウェアベンダー
Ro_30_40_86 | 30 | 40 | 86 |  | Supplier | サプライヤー
Ro_30_50 | 30 | 50 |  |  | Team lead roles | チームリーダーの役割 |  | 00-05-20/115 Management and delivery roles;
Ro_30_50_04 | 30 | 50 | 04 |  | Asset management lead | 資産管理リーダー
Ro_30_50_19 | 30 | 50 | 19 |  | Construction lead | 建設リード
Ro_30_50_25 | 30 | 50 | 25 |  | Design lead | デザインリード
Ro_30_50_61 | 30 | 50 | 61 |  | Operation lead | オペレーションリード
Ro_30_50_69 | 30 | 50 | 69 |  | Programme lead | プログラムリーダー
Ro_30_50_70 | 30 | 50 | 70 |  | Project lead | プロジェクトリーダー
Ro_30_50_90 | 30 | 50 | 90 |  | Task team lead | タスクチームリーダー
Ro_50 | 50 |  |  |  | Design roles | 設計の役割 |  | 00-05-20/250 Design roles;
Ro_50_10 | 50 | 10 |  |  | Building design roles | 建築設計の役割
Ro_50_10_01 | 50 | 10 | 01 |  | Access consultant | アクセスコンサルタント
Ro_50_10_03 | 50 | 10 | 03 |  | Architect (A) | 建築家（A） |  | 00-05-20/260 Architect;
Ro_50_10_04 | 50 | 10 | 04 |  | Architectural designer | 建築デザイナー
Ro_50_10_05 | 50 | 10 | 05 |  | Architectural technologist | 建築技術者
Ro_50_10_10 | 50 | 10 | 10 |  | Building designer | 建築設計者
Ro_50_10_11 | 50 | 10 | 11 |  | Catering consultant | ケータリングコンサルタント
Ro_50_10_14 | 50 | 10 | 14 |  | Cladding designer | クラッディングデザイナー
Ro_50_10_43 | 50 | 10 | 43 |  | Interior designer (I) | インテリアデザイナー（I）
Ro_50_10_50 | 50 | 10 | 50 |  | Lighting designer | 照明デザイナー
Ro_50_10_80 | 50 | 10 | 80 |  | Signage designer | サイネージデザイナー
Ro_50_20 | 50 | 20 |  |  | Engineering design roles | エンジニアリング設計の役割
Ro_50_20_02 | 50 | 20 | 02 |  | Acoustic engineer | 音響エンジニア
Ro_50_20_06 | 50 | 20 | 06 |  | Bridge engineer | 橋梁技術者
Ro_50_20_08 | 50 | 20 | 08 |  | Building services engineer | 建築サービスエンジニア
Ro_50_20_11 | 50 | 20 | 11 |  | Civil engineer (C) | 土木技師（C） |  | 00-05-20/265 Civil engineer;
Ro_50_20_24 | 50 | 20 | 24 |  | Demolition engineer | 解体エンジニア
Ro_50_20_28 | 50 | 20 | 28 |  | Drainage engineer (D) | 排水技術者（D）
Ro_50_20_30 | 50 | 20 | 30 |  | Electrical services engineer (E) | 電気サービスエンジニア（E） |  | 00-05-20/270 Electrical services engineer;
Ro_50_20_31 | 50 | 20 | 31 |  | Electronics engineer | エレクトロニクス・エンジニア
Ro_50_20_33 | 50 | 20 | 33 |  | Fire engineer | 消防士
Ro_50_20_37 | 50 | 20 | 37 |  | Geotechnical engineer | 地盤工学エンジニア
Ro_50_20_40 | 50 | 20 | 40 |  | Heating, ventilation and air conditioning engineer (H) | 暖房、換気、空調のエンジニア（H）
Ro_50_20_41 | 50 | 20 | 41 |  | Highways engineer (D) | 高速道路エンジニア（D）
Ro_50_20_42 | 50 | 20 | 42 |  | Hydraulic engineer | 油圧エンジニア
Ro_50_20_53 | 50 | 20 | 53 |  | Mechanical, electrical, instrumentation, control and automation (MEICA) engineer | 機械、電気、計装、制御、自動化（MEICA）エンジニア
Ro_50_20_54 | 50 | 20 | 54 |  | Mechanical services engineer (M) | 機械サービスエンジニア（M） |  | 00-05-20/280 Mechanical services engineer;
Ro_50_20_59 | 50 | 20 | 59 |  | Overhead wires engineer | 架空線エンジニア
Ro_50_20_65 | 50 | 20 | 65 |  | Process engineer | プロセスエンジニア
Ro_50_20_68 | 50 | 20 | 68 |  | Public health engineer (P) | 公衆衛生技術者（P）
Ro_50_20_70 | 50 | 20 | 70 |  | Rail engineer | 鉄道技師
Ro_50_20_72 | 50 | 20 | 72 |  | Reliability engineer | 信頼性エンジニア
Ro_50_20_74 | 50 | 20 | 74 |  | Rolling stock engineer | 車両エンジニア
Ro_50_20_79 | 50 | 20 | 79 |  | Signalling engineer | 信号エンジニア
Ro_50_20_83 | 50 | 20 | 83 |  | Structural engineer (S) | 構造エンジニア（S）
Ro_50_20_86 | 50 | 20 | 86 |  | Systems engineer | システムエンジニア
Ro_50_20_88 | 50 | 20 | 88 |  | Telecommunication engineer | 電気通信エンジニア
Ro_50_20_90 | 50 | 20 | 90 |  | Traffic engineer | トラフィックエンジニア
Ro_50_20_91 | 50 | 20 | 91 |  | Tunnel engineer | トンネルエンジニア
Ro_50_20_96 | 50 | 20 | 96 |  | Water services engineer | 水道技術者
Ro_50_30 | 50 | 30 |  |  | Environmental design roles | 環境デザインの役割
Ro_50_30_04 | 50 | 30 | 04 |  | Arboriculturalist | 樹木栽培家
Ro_50_30_25 | 50 | 30 | 25 |  | Ecologist | エコロジスト
Ro_50_30_33 | 50 | 30 | 33 |  | Garden designer | ガーデンデザイナー
Ro_50_30_47 | 50 | 30 | 47 |  | Landscape architect (L) | ランドスケープアーキテクト（L） |  | 00-05-20/275 Landscape architect;
Ro_50_30_48 | 50 | 30 | 48 |  | Landscape designer | ランドスケープデザイナー
Ro_50_30_94 | 50 | 30 | 94 |  | Urban designer (T) | アーバンデザイナー（T）
Ro_70 | 70 |  |  |  | Site roles | サイトの役割
Ro_70_10 | 70 | 10 |  |  | Surveyor and planner roles | 測量士とプランナーの役割
Ro_70_10_10 | 70 | 10 | 10 |  | Building inspector | 建築検査官
Ro_70_10_11 | 70 | 10 | 11 |  | Building surveyor (B) | 建築測量士（B）
Ro_70_10_16 | 70 | 10 | 16 |  | Conservation surveyor | 保全測量士
Ro_70_10_33 | 70 | 10 | 33 |  | Geotechnical surveyor (G) | 地盤工学測量士（G）
Ro_70_10_36 | 70 | 10 | 36 |  | Heritage surveyor | 遺産測量士
Ro_70_10_46 | 70 | 10 | 46 |  | Land surveyor (G) | 土地家屋調査士（G）
Ro_70_10_64 | 70 | 10 | 64 |  | Planning consultant | 企画コンサルタント
Ro_70_10_75 | 70 | 10 | 75 |  | Quantity surveyor (Q) | 積算士（Q） |  | 00-05-20/300 Quantity surveyor;
Ro_70_10_80 | 70 | 10 | 80 |  | Site investigation consultant | 現地調査コンサルタント
Ro_70_10_93 | 70 | 10 | 93 |  | Utilities surveyor | ユーティリティサーベイヤー
Ro_70_30 | 70 | 30 |  |  | Environmental and geological roles | 環境的および地質学的役割
Ro_70_30_04 | 70 | 30 | 04 |  | Archaeologist | 考古学者
Ro_70_30_27 | 70 | 30 | 27 |  | Environmental assessor | 環境アセッサー
Ro_70_30_28 | 70 | 30 | 28 |  | Environmental consultant | 環境コンサルタント
Ro_70_30_35 | 70 | 30 | 35 |  | Geographic information system consultant | 地理情報システムコンサルタント
Ro_70_30_39 | 70 | 30 | 39 |  | Hydrologist | 水文学者
Ro_70_30_85 | 70 | 30 | 85 |  | Sustainability consultant | サステナビリティコンサルタント
Ro_70_30_94 | 70 | 30 | 94 |  | Visual impact assessor | 視覚的影響評価者
Ro_70_50 | 70 | 50 |  |  | Building trades | 建物の取引
Ro_70_50_02 | 70 | 50 | 02 |  | Access floor installer | アクセスフロアインストーラー
Ro_70_50_07 | 70 | 50 | 07 |  | Bricklayer | 煉瓦工
Ro_70_50_09 | 70 | 50 | 09 |  | Builder's labourer | ビルダーの労働者
Ro_70_50_10 | 70 | 50 | 10 |  | Building insulation installer | 建物の断熱インストーラー
Ro_70_50_12 | 70 | 50 | 12 |  | Carpenter | 大工
Ro_70_50_14 | 70 | 50 | 14 |  | Carpet fitter | カーペットフィッター
Ro_70_50_16 | 70 | 50 | 16 |  | Ceiling installer | 天井インストーラー
Ro_70_50_17 | 70 | 50 | 17 |  | Cement renderer | セメントレンダラー
Ro_70_50_18 | 70 | 50 | 18 |  | Cladding installer | クラッディングインストーラー
Ro_70_50_20 | 70 | 50 | 20 |  | Construction rigger | 建設リガー
Ro_70_50_22 | 70 | 50 | 22 |  | Crane operator | クレーン操縦者
Ro_70_50_26 | 70 | 50 | 26 |  | Earth moving labourer | 地球を動かす労働者
Ro_70_50_30 | 70 | 50 | 30 |  | Fencing installer | フェンシングインストーラー
Ro_70_50_32 | 70 | 50 | 32 |  | Flooring installer | フローリングインストーラー
Ro_70_50_34 | 70 | 50 | 34 |  | Glazier | ガラス工
Ro_70_50_37 | 70 | 50 | 37 |  | Hoist operator | ホイストオペレーター
Ro_70_50_44 | 70 | 50 | 44 |  | Joiner | ジョイナー
Ro_70_50_45 | 70 | 50 | 45 |  | Landscape installer | ランドスケープインストーラー
Ro_70_50_46 | 70 | 50 | 46 |  | Landscape maintenance operative | 景観維持活動
Ro_70_50_47 | 70 | 50 | 47 |  | Lift operator | リフトオペレーター
Ro_70_50_60 | 70 | 50 | 60 |  | Painter and decorator | 画家と装飾工
Ro_70_50_61 | 70 | 50 | 61 |  | Partition installer | パーティションインストーラー
Ro_70_50_62 | 70 | 50 | 62 |  | Paving and surfacing installer | 舗装および表面仕上げインストーラー
Ro_70_50_65 | 70 | 50 | 65 |  | Plasterer | 左官
Ro_70_50_72 | 70 | 50 | 72 |  | Roofer | 屋根葺き職人
Ro_70_50_76 | 70 | 50 | 76 |  | Scaffolder | 足場
Ro_70_50_83 | 70 | 50 | 83 |  | Steel erector | 鉄工
Ro_70_50_84 | 70 | 50 | 84 |  | Steel fixer | スチールフィクサー
Ro_70_50_85 | 70 | 50 | 85 |  | Stonemason | 石工
Ro_70_50_88 | 70 | 50 | 88 |  | Tiler | タイル張り
Ro_70_60 | 70 | 60 |  |  | Services trades | サービス取引
Ro_70_60_10 | 70 | 60 | 10 |  | Cable layer | ケーブル敷設船
Ro_70_60_12 | 70 | 60 | 12 |  | CCTV installer | CCTVインストーラー
Ro_70_60_25 | 70 | 60 | 25 |  | Ductwork installer | ダクト作業インストーラー
Ro_70_60_27 | 70 | 60 | 27 |  | Electrician | 電気技師
Ro_70_60_30 | 70 | 60 | 30 |  | Fire detection and alarm system installer | 火災検知および警報システムのインストーラー
Ro_70_60_33 | 70 | 60 | 33 |  | Gas fitter | ガスフィッター
Ro_70_60_47 | 70 | 60 | 47 |  | Lift installer | リフトインストーラー
Ro_70_60_63 | 70 | 60 | 63 |  | Pipe fitter | パイプフィッター
Ro_70_60_66 | 70 | 60 | 66 |  | Plumber | 配管工
Ro_70_60_77 | 70 | 60 | 77 |  | Security alarm system installer | セキュリティ警報システムインストーラー
Ro_70_60_78 | 70 | 60 | 78 |  | Services insulation intaller | サービス断熱材
Ro_70_60_81 | 70 | 60 | 81 |  | Sprinkler system installer | スプリンクラーシステムインストーラー
Ro_70_60_87 | 70 | 60 | 87 |  | Telecommunications installer | 電気通信インストーラー
Ro_70_60_96 | 70 | 60 | 96 |  | Welder | 溶接機
Ro_70_65 | 70 | 65 |  |  | Site management roles | サイト管理の役割
Ro_70_65_66 | 70 | 65 | 66 |  | Protection officer | 保護官
Ro_70_65_79 | 70 | 65 | 79 |  | Signalling technician | 信号技術者
Ro_70_70 | 70 | 70 |  |  | Rail and road roles | 鉄道と道路の役割
Ro_70_70_37 | 70 | 70 | 37 |  | Highways operative | 運用可能な高速道路
Ro_70_70_68 | 70 | 70 | 68 |  | Rail labourer | 鉄道労働者
Ro_70_70_70 | 70 | 70 | 70 |  | Rail track layer | 線路層
Ro_70_70_72 | 70 | 70 | 72 |  | Rail traction technician | 鉄道牽引技術者
Ro_70_70_85 | 70 | 70 | 85 |  | Street works operative | ストリートワークスが有効

## Zz
Zz CAD - 21 October 2020 - v1.0
Code | Group | Sub group | Section | Object | Title | 機械翻訳byGoogleTranslate(2020.11-BSIJ) | 出典(2020.11-BSIJ) | NBS Code | NRM | 定義Ss, Prのみ
Zz_10 | 10 |  |  |  | Title sheet | タイトルシート
Zz_10_20 | 10 | 20 |  |  | Drawing frame | 描画フレーム
Zz_10_20_45 | 10 | 20 | 45 |  | Logo | ロゴ
Zz_10_20_95 | 10 | 20 | 95 |  | Viewports | ビューポート
Zz_10_40 | 10 | 40 |  |  | Hold clouds and notation | 雲と表記を保持する
Zz_10_70 | 10 | 70 |  |  | Revisions | 改訂
Zz_10_70_05 | 10 | 70 | 05 |  | Annotation | 注釈
Zz_10_70_10 | 10 | 70 | 10 |  | Blocks and cells | ブロックとセル
Zz_10_70_20 | 10 | 70 | 20 |  | Clouds and notations | 雲と表記
Zz_10_80 | 10 | 80 |  |  | Status stamps | ステータススタンプ
Zz_20 | 20 |  |  |  | Textual content | テキストコンテンツ
Zz_20_10 | 20 | 10 |  |  | Annotation | 注釈
Zz_20_10_40 | 20 | 10 | 40 |  | Keynotes | 基調講演
Zz_20_10_45 | 20 | 10 | 45 |  | Labels | ラベル
Zz_20_10_50 | 20 | 10 | 50 |  | Leaders | リーダー
Zz_20_10_55 | 20 | 10 | 55 |  | Notes | ノート
Zz_20_10_70 | 20 | 10 | 70 |  | Reference | 参照
Zz_20_10_85 | 20 | 10 | 85 |  | Tags | タグ
Zz_20_10_90 | 20 | 10 | 90 |  | Text | テキスト
Zz_20_20 | 20 | 20 |  |  | Dimensions | 寸法
Zz_20_30 | 20 | 30 |  |  | General masking | 一般的なマスキング
Zz_20_30_50 | 20 | 30 | 50 |  | Masks | マスク
Zz_20_30_95 | 20 | 30 | 95 |  | Wipeouts | ワイプアウト
Zz_20_40 | 20 | 40 |  |  | Hatching | 孵化
Zz_20_40_05 | 20 | 40 | 05 |  | Area fill | エリアフィル
Zz_20_40_35 | 20 | 40 | 35 |  | Hatch boundaries | ハッチ境界
Zz_20_40_60 | 20 | 40 | 60 |  | Pattern | パターン
Zz_20_40_80 | 20 | 40 | 80 |  | Solid fill | 塗りつぶし
Zz_20_70 | 20 | 70 |  |  | Redlining | レッドライニング
Zz_20_70_20 | 20 | 70 | 20 |  | Comments | コメント
Zz_20_80 | 20 | 80 |  |  | Symbols | 記号
Zz_20_80_10 | 20 | 80 | 10 |  | Barscales | バースケール
Zz_20_80_15 | 20 | 80 | 15 |  | Cross references | クロスリファレンス
Zz_20_80_40 | 20 | 80 | 40 |  | Key plan | キープラン
Zz_20_80_50 | 20 | 80 | 50 |  | Legends | 伝説
Zz_20_80_55 | 20 | 80 | 55 |  | North point | ノースポイント
Zz_20_90 | 20 | 90 |  |  | Title annotation | タイトル注釈
Zz_30 | 30 |  |  |  | Insertions | 挿入
Zz_30_20 | 30 | 20 |  |  | Blocks and cells | ブロックとセル
Zz_30_30 | 30 | 30 |  |  | External references | 外部参照
Zz_30_40 | 30 | 40 |  |  | Images | 画像
Zz_30_60 | 30 | 60 |  |  | Objects | オブジェクト
Zz_30_90 | 30 | 90 |  |  | Tables and schedules | テーブルとスケジュール
Zz_35 | 35 |  |  |  | Setting out | 出発
Zz_35_10 | 35 | 10 |  |  | Alignments and super elevations | 線形と超標高
Zz_35_10_40 | 35 | 10 | 40 |  | Horizontal alignment | 水平方向の配置
Zz_35_10_80 | 35 | 10 | 80 |  | Super elevation | スーパーエレベーション
Zz_35_10_90 | 35 | 10 | 90 |  | Vertical alignment | 垂直方向の配置
Zz_35_20 | 35 | 20 |  |  | Centrelines | センターライン
Zz_35_30 | 35 | 30 |  |  | Geospatial control points | 地理空間コントロールポイント
Zz_35_40 | 35 | 40 |  |  | Gridlines | グリッド線
Zz_35_40_20 | 35 | 40 | 20 |  | Ceiling grid | 天井グリッド
Zz_35_40_80 | 35 | 40 | 80 |  | Structural grid | 構造グリッド
Zz_35_60 | 35 | 60 |  |  | Points | ポイント
Zz_35_80 | 35 | 80 |  |  | Survey control points | 測量管理ポイント
Zz_35_80_55 | 35 | 80 | 55 |  | OS bench mark | OSベンチマーク
Zz_35_80_60 | 35 | 80 | 60 |  | OS trigonometrical station | OS三角点
Zz_35_80_80 | 35 | 80 | 80 |  | Site bench mark | サイトベンチマーク
Zz_35_80_85 | 35 | 80 | 85 |  | Site survey control station | サイト調査管理ステーション
Zz_35_80_90 | 35 | 80 | 90 |  | Temporary bench mark | 一時的なベンチマーク
Zz_40 | 40 |  |  |  | Topography | 地形
Zz_40_15 | 40 | 15 |  |  | Contours | 輪郭
Zz_40_15_50 | 40 | 15 | 50 |  | Major contours | 主な輪郭
Zz_40_15_55 | 40 | 15 | 55 |  | Minor contours | マイナーな輪郭
Zz_40_20 | 40 | 20 |  |  | Cuttings and embankment indicators | 挿し木と堤防の指標
Zz_40_50 | 40 | 50 |  |  | Level indicators | レベルインジケーター
Zz_50 | 50 |  |  |  | Zones and boundaries | ゾーンと境界
Zz_50_10 | 50 | 10 |  |  | Boundaries | 境界
Zz_50_10_10 | 50 | 10 | 10 |  | Blue line boundary (BS 8541-2) | 青い線の境界（BS 8541-2）
Zz_50_10_70 | 50 | 10 | 70 |  | Red line boundary (BS 8541-2) | 赤い線の境界（BS 8541-2）
Zz_50_50 | 50 | 50 |  |  | Lots | たくさん
Zz_50_60 | 50 | 60 |  |  | Parcels | 区画
Zz_50_90 | 50 | 90 |  |  | Volumes | ボリューム
Zz_50_95 | 50 | 95 |  |  | Zones | ゾーン
Zz_60 | 60 |  |  |  | Drawing symbols | シンボルの描画
Zz_60_20 | 60 | 20 |  |  | Detail call ups | 詳細な呼び出し
Zz_60_30 | 60 | 30 |  |  | Fall indicators | 秋の指標
Zz_60_40 | 60 | 40 |  |  | Joint lines | ジョイントライン
Zz_60_40_15 | 60 | 40 | 15 |  | Construction joints | 建設ジョイント
Zz_60_40_20 | 60 | 40 | 20 |  | Contraction joints | 収縮関節
Zz_60_40_30 | 60 | 40 | 30 |  | Expansion joints | 伸縮継手
Zz_60_45 | 60 | 45 |  |  | Levels | レベル
Zz_60_45_20 | 60 | 45 | 20 |  | Datum | データム
Zz_60_45_60 | 60 | 45 | 60 |  | Original ground level | 元の地面の高さ
Zz_60_45_70 | 60 | 45 | 70 |  | Regrade ground level | 地面の高さを再グレードする
Zz_60_50 | 60 | 50 |  |  | Markers | マーカー
Zz_60_50_10 | 60 | 50 | 10 |  | Break marks | ブレークマーク
Zz_60_50_20 | 60 | 50 | 20 |  | Callout marks | 吹き出しマーク
Zz_60_50_30 | 60 | 50 | 30 |  | Elevation marks | 標高マーク
Zz_60_50_60 | 60 | 50 | 60 |  | Plan | 予定
Zz_60_50_80 | 60 | 50 | 80 |  | Section marks | セクションマーク
Zz_60_50_85 | 60 | 50 | 85 |  | Span direction markers | スパン方向マーカー
Zz_60_50_90 | 60 | 50 | 90 |  | Void and opening markers | ボイドマーカーとオープニングマーカー
Zz_60_55 | 60 | 55 |  |  | Match lines | マッチライン
Zz_70 | 70 |  |  |  | Views | ビュー
Zz_70_05 | 70 | 05 |  |  | 3D views | 3Dビュー
Zz_70_20 | 70 | 20 |  |  | Details | 詳細
Zz_70_30 | 70 | 30 |  |  | Elevations | 標高
Zz_70_60 | 70 | 60 |  |  | Plans | 予定
Zz_70_80 | 70 | 80 |  |  | Sections | セクション
Zz_70_90 | 70 | 90 |  |  | Visualisations | 視覚化
Zz_80 | 80 |  |  |  | Presentation | プレゼンテーション
Zz_80_30 | 80 | 30 |  |  | Entourage | Entourage
Zz_80_45 | 80 | 45 |  |  | Lines | 線
Zz_80_45_10 | 80 | 45 | 10 |  | Fine | 罰金
Zz_80_45_20 | 80 | 45 | 20 |  | Thin | 薄い
Zz_80_45_30 | 80 | 45 | 30 |  | Light | 光
Zz_80_45_40 | 80 | 45 | 40 |  | Medium | 中
Zz_80_45_50 | 80 | 45 | 50 |  | Heavy | ヘビー
Zz_80_45_60 | 80 | 45 | 60 |  | Wide | ワイド
Zz_80_45_70 | 80 | 45 | 70 |  | Extra-wide | エクストラワイド
Zz_80_45_80 | 80 | 45 | 80 |  | XX wide | XXワイド
Zz_80_45_90 | 80 | 45 | 90 |  | XXX wide | XXXワイド
Zz_80_60 | 80 | 60 |  |  | People | 人
Zz_80_85 | 80 | 85 |  |  | Trees and planting | 樹木と植栽
Zz_80_90 | 80 | 90 |  |  | Vehicles | 車両
Zz_85 | 85 |  |  |  | Generic 3D | ジェネリック3D
Zz_85_05 | 85 | 05 |  |  | 3D solids | 3Dソリッド
Zz_85_05_60 | 85 | 05 | 60 |  | Paths | パス
Zz_85_05_80 | 85 | 05 | 80 |  | Solids | 固体
Zz_85_05_85 | 85 | 05 | 85 |  | Solid voids | 固体ボイド
Zz_85_20 | 85 | 20 |  |  | Concept | 概念
Zz_85_20_20 | 85 | 20 | 20 |  | Concept massing | コンセプトマス
Zz_85_20_50 | 85 | 20 | 50 |  | Mass group | マスグループ
Zz_85_20_55 | 85 | 20 | 55 |  | Mass slice | マススライス
Zz_90 | 90 |  |  |  | Readme and plotting lines | Readmeとプロットライン
Zz_90_20 | 90 | 20 |  |  | Construction lines | 建設ライン
Zz_90_30 | 90 | 30 |  |  | External reference information | 外部参照情報
Zz_90_70 | 90 | 70 |  |  | Readme | Readme